## Dashboard สนับสนุนข้อมูลราคาอ้า
รหัสพัสดุ | ชื่อพัสดุ | หน่วย | ราคากลาง | ราคามาตรฐาน | Ref_เหนือ | Ref_อีสาน | Ref_กลาง | Ref_ใต้ | Std_เหนือ | Std_อีสาน | Std_กลาง | Std_ใต้
1000000002 | POLE,WOOD,10 M.LONG | EA |  | 1840
1000000003 | POLE,WOOD 12 M | EA |  | 4020
1000000004 | POLE,WOOD 14 M | EA |  | 5860
1000010000 | POLE 6 M. | EA | [6 empty] | 750 | 750 | 500 | 750
1000010001 | POLE 8 M. | EA |  |  | 1765 | 1727 | 1739 | 1800 | 1765 | 1727 | 1739 | 1800
1000010002 | POLE 9 M. | EA |  |  | 2304 | 2257 | 2269 | 2346 | 2304 | 2257 | 2269 | 2346
1000010003 | POLE,CONCRETE,12 M.LONG FOR 11 AND 22 KV | EA | [6 empty] | 3780 | 3780 | 3780 | 3780
1000010004 | POLE 12 M. | EA |  |  | 5650 | 5548 | 5565 | 5743 | 5650 | 5548 | 5565 | 5743
1000010005 | POLE,CONCRETE,14 M.LONG FOR 11 AND 22 KV | EA | [6 empty] | 2931 | 2931 | 2931 | 2931
1000010006 | POLE 14 M. | EA |  |  | 8058 | 7902 | 7938 | 8199 | 8058 | 7902 | 7938 | 8199
1000010008 | POLE 16 M. | EA |  |  | 11260 | 11050 | 11090 | 11450 | 11260 | 11050 | 11090 | 11450
1000010011 | POLE 22 M. | EA | [6 empty] | 25200 | 24910 | 25040 | 25840
1000010012 | POLE 12.2 M. | EA |  |  | 8603 | 8441 | 8472 | 8749 | 8603 | 8441 | 8472 | 8749
1000010013 | POLE 14.3 M. | EA |  |  | 13990 | 13730 | 13770 | 14210 | 13990 | 13730 | 13770 | 14210
1000010014 | POLE 9.30 M. | EA |  |  | 3740 | 3677 | 3680 | 3796 | 3740 | 3677 | 3680 | 3796
1000010015 | POLE 22 M WITH GROUND PLATE 1 SIDE | EA | [6 empty] | 26060 | 25770 | 25950 | 26790
1000010016 | POLE 22 M WITH GROUND PLATE 2 SIDES | EA |  |  | 28920 | 28390 | 28470 | 29300 | 28920 | 28390 | 28470 | 29300
1000010017 | POLE 12 M. WITH CORROSSION RESISTANCE | EA | [6 empty] | 6546 | 6432 | 6455 | 6635
1000010018 | POLE 22 M 25 T.M. WITH GROUND PLATE | EA | [6 empty] | 43660 | 42700 | 44700 | 43680
1000010021 | POLE 9 M CORROSION-RESISTANT | EA | [6 empty] | 2508 | 2466 | 2435 | 2601
1000010022 | POLE 12.20 M CORROSION-RESISTANT | EA | [6 empty] | 9295 | 9146 | 9034 | 9609
1000010023 | POLE 22.00 M CORROSION-RESISTANT | EA | [6 empty] | 31320 | 30840 | 30510 | 32180
1000020001 | STUB 0.25X0.25 M. 3.5 M.LONG | EA |  |  | 1330 | 1294 | 1310 | 1361 | 1330 | 1294 | 1310 | 1361
1000020002 | STUB 0.25X0.25 M. 4.5 M.LONG | EA |  |  | 1697 | 1652 | 1672 | 1737 | 1697 | 1652 | 1672 | 1737
1000020003 | STUB 0.25X0.25 M. 5.5 M.LONG | EA |  |  | 2064 | 2008 | 2033 | 2112 | 2064 | 2008 | 2033 | 2112
1000020004 | STUB 0.25X0.25X3.50M CORROSION-RESISTANT | EA | [6 empty] | 1499 | 1465 | 1448 | 1570
1000020005 | STUB 0.25X0.25X4.50M CORROSION-RESISTANT | EA | [6 empty] | 1908 | 1866 | 1844 | 1999
1000020006 | STUB 0.25X0.25X5.50M CORROSION-RESISTANT | EA | [6 empty] | 2323 | 2272 | 2244 | 2433
1000020102 | STUB 0.30X0.30 M. 4.5 M.LONG | EA |  |  | 2698 | 2631 | 2657 | 2756 | 2698 | 2631 | 2657 | 2756
1000020103 | STUB 0.30X0.30 M. 5.5 M.LONG | EA |  |  | 3283 | 3202 | 3233 | 3353 | 3283 | 3202 | 3233 | 3353
1000020104 | STUB 0.30X0.30 M. 6.5 M.LONG | EA |  |  | 3881 | 3786 | 3823 | 3964 | 3881 | 3786 | 3823 | 3964
1000020106 | STUB 0.3X0.3x6.5M. CORROSSION RESISTANCE | EA | [6 empty] | 4586 | 4481 | 4525 | 4664
1000020107 | STUB 0.3X0.3x5.5M. CORROSSION RESISTANCE | EA | [6 empty] | 3881 | 3790 | 3830 | 3948
1000020108 | STUB 0.30X0.30X4.50M CORROSION-RESISTANT | EA | [6 empty] | 3000 | 2938 | 2902 | 3131
1000020201 | STUB 0.35X0.35 M. 4.5 M.LONG | EA |  |  | 3433 | 3344 | 3382 | 3511 | 3433 | 3344 | 3382 | 3511
1000020202 | STUB 0.35X0.35 M. 5.5 M.LONG | EA |  |  | 4160 | 4052 | 4098 | 4254 | 4160 | 4052 | 4098 | 4254
1000020204 | STUB 0.35X0.35 M. 6.5 M.LONG | EA |  |  | 4924 | 4799 | 4854 | 5037 | 4924 | 4799 | 4854 | 5037
1000020300 | STUB 0.40X0.40 M. 5.5 M.LONG | EA |  |  | 5189 | 5058 | 5113 | 5305 | 5189 | 5058 | 5113 | 5305
1000020301 | STUB 0.40X0.40 M. 6.5 M.LONG | EA |  |  | 6073 | 5919 | 5981 | 6206 | 6073 | 5919 | 5981 | 6206
1000020302 | STUB 0.40X0.40 M. 7.5 M.LONG | EA |  |  | 7005 | 6829 | 6899 | 7157 | 7005 | 6829 | 6899 | 7157
1000020400 | STUB 0.36X0.36 M. 4.5 M.LONG | EA |  |  | 3956 | 3859 | 3896 | 4039 | 3956 | 3859 | 3896 | 4039
1000020401 | STUB 0.36X0.36 M. 5.5 M.LONG | EA |  |  | 4798 | 4680 | 4724 | 4898 | 4798 | 4680 | 4724 | 4898
1000020402 | STUB 0.36X0.36 M. 6.5 M.LONG | EA |  |  | 5684 | 5546 | 5597 | 5802 | 5684 | 5546 | 5597 | 5802
1000020403 | STUB 0.36X0.36X4.50M CORROSION-RESISTANT | EA | [6 empty] | 4389 | 4301 | 4247 | 4578
1000020404 | STUB 0.36X0.36X5.50M CORROSION-RESISTANT | EA | [6 empty] | 5327 | 5219 | 5154 | 5556
1000020405 | STUB 0.36X0.36X6.50M CORROSION-RESISTANT | EA | [6 empty] | 6303 | 6177 | 6100 | 6572
1000020500 | STUB 0.41X0.41 M. 5.5 M.LONG | EA |  |  | 5856 | 5714 | 5766 | 5978 | 5856 | 5714 | 5766 | 5978
1000020501 | STUB 0.41X0.41 M. 6.5 M.LONG | EA |  |  | 6876 | 6710 | 6771 | 7019 | 6876 | 6710 | 6771 | 7019
1000020502 | STUB 0.41X0.41 M. 7.5 M.LONG | EA |  |  | 7851 | 7661 | 7730 | 8014 | 7851 | 7661 | 7730 | 8014
1000030000 | PILE 0.44X0.44X8.5 M. 10 T-M. (T1) | EA |  |  | 8199 | 7973 | 8076 | 8393 | 8199 | 7973 | 8076 | 8393
1000030001 | PILE 0.44X0.44X8.5 M. 10 T-M. (T2) | EA |  |  | 8580 | 8339 | 8461 | 8766 | 8580 | 8339 | 8461 | 8766
1000030002 | PILE 0.44X0.44X8.5 M. 10 T-M. (T3) | EA |  |  | 8714 | 8488 | 8589 | 8910 | 8714 | 8488 | 8589 | 8910
1000030003 | PILE 0.44X0.44X8.5 M. 10 T-M. (T4) | EA |  |  | 9095 | 8855 | 8974 | 9283 | 9095 | 8855 | 8974 | 9283
1000030004 | PILE 0.44X0.44X6.5 M. 10 T-M. (T1) | EA |  |  | 6429 | 6254 | 6334 | 6580 | 6429 | 6254 | 6334 | 6580
1000030005 | PILE 0.44X0.44X6.5 M. 10 T-M. (T2) | EA |  |  | 6810 | 6620 | 6719 | 6953 | 6810 | 6620 | 6719 | 6953
1000030006 | PILE 0.44X0.44X6.5 M. 10 T-M. (T3) | EA |  |  | 6881 | 6706 | 6784 | 7033 | 6881 | 6706 | 6784 | 7033
1000030007 | PILE 0.44X0.44X6.5 M. 10 T-M. (T4) | EA |  |  | 7262 | 7072 | 7169 | 7406 | 7262 | 7072 | 7169 | 7406
1000030008 | PILE 0.44X0.44X8.5 M. 14 T-M. (T1) | EA |  |  | 10430 | 10190 | 10270 | 10640 | 10430 | 10190 | 10270 | 10640
1000030009 | PILE 0.44X0.44X8.5 M. 14 T-M. (T2) | EA |  |  | 10810 | 10560 | 10650 | 11010 | 10810 | 10560 | 10650 | 11010
1000030010 | PILE 0.44X0.44X8.5 M. 14 T-M (T3) | EA |  |  | 10950 | 10710 | 10780 | 11150 | 10950 | 10710 | 10780 | 11150
1000030011 | PILE 0.44X0.44X8.5 M. 14 T-M. (T4) | EA |  |  | 11330 | 11080 | 11170 | 11530 | 11330 | 11080 | 11170 | 11530
1000030100 | PILE 0.44X0.44X14 M. 10 T-M. (T1) | EA |  |  | 13310 | 12940 | 13110 | 13620 | 13310 | 12940 | 13110 | 13620
1000030101 | PILE 0.44X0.44X14 M. 10 T-M. (T2) | EA |  |  | 13690 | 13310 | 13490 | 14000 | 13690 | 13310 | 13490 | 14000
1000030102 | PILE 0.44X0.44X14 M. 10 T-M. (T3) | EA |  |  | 14000 | 13640 | 13800 | 14320 | 14000 | 13640 | 13800 | 14320
1000030103 | PILE 0.44X0.44X14 M. 10 T-M. (T4) | EA |  |  | 14380 | 14000 | 14180 | 14690 | 14380 | 14000 | 14180 | 14690
1000030104 | PILE 0.44X0.44X14 M. 14 T-M. (T1) | EA |  |  | 16990 | 16610 | 16730 | 17320 | 16990 | 16610 | 16730 | 17320
1000030105 | PILE 0.44X0.44X14 M. 14 T-M. (T2) | EA |  |  | 17380 | 16970 | 17110 | 17700 | 17380 | 16970 | 17110 | 17700
1000030106 | PILE 0.44X0.44X14 M. 14 T-M. (T3) | EA |  |  | 17480 | 17090 | 17210 | 17810 | 17480 | 17090 | 17210 | 17810
1000030107 | PILE 0.44X0.44X14 M. 14 T-M. (T4) | EA |  |  | 18070 | 17670 | 17800 | 18390 | 18070 | 17670 | 17800 | 18390
1000040001 | ANCHOR,PLATE, CONCRETE 550X550X150 MM. | EA |  |  | 220 | 216 | 218 | 226 | 220 | 216 | 218 | 226
1000040003 | ANCHOR, PLATE, CONCRETE 600X600X180 MM. | EA |  |  | 317 | 311 | 313 | 324 | 317 | 311 | 313 | 324
1000050000 | CONC. FOOTING 1.10X2.15X2.30 M. | EA |  |  | 18080 | 17540 | 18950 | 18220 | 18080 | 17540 | 18950 | 18220
1000050002 | CONC. F. 22 M. C/E DWG.IB1-018/36025 | EA | [6 empty] | 13000 | 13000 | 11380 | 13000
1000050003 | CONC. FOOTING 1.00X1.00X3.50 M. | EA |  |  | 18110 | 17590 | 18310 | 18310 | 18110 | 17590 | 18310 | 18310
1000050007 | CONC. F. 22 M. C/E DWG.IB2-011/42009 | EA | [6 empty] | 8000 | 8000 | 8000 | 7500
1000050010 | CONC. F. 22 M. C/E DWG.IB2-011/42004 | EA | [6 empty] | 10800 | 10800 | 8224 | 10800
1000050012 | CONC. FOOTING 0.90X1.40X3.00 M. | EA |  |  | 17170 | 16670 | 17370 | 17320 | 17170 | 16670 | 17370 | 17320
1000050013 | CONC. FOOTING 0.90X2.20X2.30 M. | EA |  |  | 14550 | 14050 | 14670 | 14680 | 14550 | 14050 | 14670 | 14680
1000050014 | CONC. FOOTING 0.90X1.10X3.00 M. | EA |  |  | 15160 | 14740 | 15370 | 15310 | 15160 | 14740 | 15370 | 15310
1000050015 | CONC. F. 22M. C/E DWG.IB4-A3/62020 | EA |  |  | 14560 | 14130 | 14810 | 14610 | 14560 | 14130 | 14810 | 14610
1000050016 | CONC. F. 22M., ON HEAD DWG.IB4-A3/62025 | EA |  |  | 19230 | 18510 | 19460 | 19300 | 19230 | 18510 | 19460 | 19300
1000050017 | CONC. F. 22M., O/E DWG.IB4-A3/63021 | EA |  |  | 14560 | 14040 | 14760 | 14590 | 14560 | 14040 | 14760 | 14590
1000050100 | CONC. F.12.2 &14.3,O/E DWG.IB3-011/49006 | EA |  |  | 11160 | 10730 | 11020 | 11380 | 11160 | 10730 | 11020 | 11380
1000050101 | CONC.F.12.20&14.30 ,C/E DWG.IB4-A3/64003 | EA |  |  | 16950 | 16250 | 16950 | 17040 | 16950 | 16250 | 16950 | 17040
1000050102 | CONC.F,12.20&14.30,PCAST, IB3-011/49005 | EA | [6 empty] | 17590 | 17290 | 17510 | 18080
1000050105 | CONC.F,12.20&14.30.,PCAST,VARY0.5M. | EA | [6 empty] | 8580 | 8220 | 8590 | 8590
1000050106 | CONC.F,12.20&14.30,PILE,PCAST,VARY2M. | EA | [6 empty] | 11070 | 10620 | 11110 | 11090
1000050107 | CONC.F2,12.20&14.30,PILE,PCAST,VARY2M. | EA | [6 empty] | 20470 | 19650 | 20590 | 20550
1000060001 | POLE, STEEL, OCTAGONAL. 20.00 M LONG | EA |  | 230000
1000060002 | POLE, STEEL, OCTAGONAL, 22.10 M LONG | EA |  | 380000
1000100000 | CROSSARM, WOOD, 2,500X100X100 MM. | EA |  | 275
1000100001 | CROSSARM, WOOD, 1,500X100X100 MM. | EA |  | 145
1000100002 | CROSSARM, WOOD, 2,500X100X100 MM. | EA |  | 275
1000100003 | CROSSARM, WOOD, 3,000X100X120 MM. | EA |  | 430
1000100006 | CROSSARM, WOOD, 6,500X125X125 MM. | EA |  | 1385
1000110000 | CROSSARM 100X100X1,500 MM. | EA |  |  | 272 | 268 | 268 | 270 | 272 | 268 | 268 | 270
1000110001 | CROSSARM 100X100X2,500 MM. | EA |  |  | 536 | 528 | 528 | 540 | 536 | 528 | 528 | 540
1000110002 | CROSSARM 120X120X3,000 MM. | EA |  |  | 934 | 920 | 919 | 940 | 934 | 920 | 919 | 940
1000110003 | CROSSARM (FOR D/E) 120X120X2,000 MM. | EA |  |  | 641 | 631 | 631 | 650 | 641 | 631 | 631 | 650
1000110004 | CROSSARM (FOR D/E) 120X120X2,500 MM. | EA |  |  | 949 | 936 | 934 | 960 | 949 | 936 | 934 | 960
1000110006 | CROSSARM 100X100X2,500 MM. HPC | EA |  |  | 478 | 476 | 472 | 490 | 478 | 476 | 472 | 490
1000110007 | CROSSARM 100X100X3,200 MM. HPC | EA |  |  | 573 | 569 | 565 | 588 | 573 | 569 | 565 | 588
1000110008 | CROSSARM 120X120X2,000 MM. HPC | EA |  |  | 562 | 559 | 554 | 575 | 562 | 559 | 554 | 575
1000110009 | CROSSARM 120X120X2,500 MM. HPC | EA |  |  | 663 | 657 | 653 | 678 | 663 | 657 | 653 | 678
1000110010 | CROSSARM 120X120X3,000 MM. HPC | EA |  |  | 767 | 761 | 754 | 786 | 767 | 761 | 754 | 786
1000120001 | CROSSARM ST. 100X50X3.2 MM. 4.2 M.LONG | EA |  | 2563
1000120002 | CROSSARM ST. 150X150X12 MM. 4.5 M.LONG | EA | 6016 | 6016
1000120003 | CROSSARM ST. 150X150X12 MM. 5 M.LONG | EA |  | 4040
1000120004 | CROSSARM, ALLEY ARM150X75X9 MM. 3 M.LONG | EA | 3965 | 3965
1000120005 | CROSSARM ST. 100X100X3.2 MM. 2.5 M.LONG | EA |  | 3207
1000120006 | CROSSARM ST. 100X100X3.2 MM. 2 M.LONG | EA | 1688 | 1688
1000120007 | CROSSARM ST. 100X100X3.2 MM. 3 M.LONG | EA |  | 3583
1000120100 | CROSSARM COM ST.100x50x5MM. 1M.LONG.ACC. | PAK |  | 568
1000120101 | CROSSARM COM ST 100X50X5MM.1.7M.LONG ACC | PAK |  | 1300
1000130100 | CROSSARM COM FRP 100X50X10MM 1.7M L ACC | PAK |  | 2611
1000130101 | CROSSARM COM FRP 100X50X10MM 1M ACC | PAK |  | 1877
1000200001 | BEAM,HARD WOOD 100X100X3,200 MM. | EA |  | 380
1000200004 | BEAM,HARD WOOD 100X200X3,500 MM. | EA |  | 750
1000210000 | BEAM, SPUN 100X100X3,200 MM. | EA |  |  | 656 | 645 | 646 | 666 | 656 | 645 | 646 | 666
1000210001 | BEAM 150X250X3,450 MM. | EA | [6 empty] | 600 | 460 | 600 | 540
1000210003 | BEAM 150X250X3,550 MM. | EA |  |  | 942 | 919 | 928 | 963 | 942 | 919 | 928 | 963
1000210004 | BEAM 150X300X4,600 MM. | EA |  |  | 1737 | 1700 | 1714 | 1773 | 1737 | 1700 | 1714 | 1773
1010000100 | ST. CHANNEL, 100X50X5 MM. 2.25 M.LONG | EA | 1076 | 1076
1010000101 | ST. CHANNEL,OHGW D/E, 100X50X5 MM. 3 M. | EA |  | 700
1010000103 | ST. CHANNEL, 100X50X5 MM. 4.2 M.LONG | EA | 1898 | 1901
1010000106 | ST. CHANNEL, 100X50X5 MM., 2.5 M.LONG | EA |  | 1371
1010000201 | ST. CHANNEL, 125X65X6 MM., 3 M.LONG | EA |  | 2038
1010000202 | ST. CHANNEL, 125X65X6 MM. 2.5 M.LONG | EA |  | 1928
1010000301 | ST. CHANNEL, 150X75X6.5 MM. 4 M.LONG | EA |  | 5716
1010000302 | ST. CHANNEL, 150X75X6.5 MM. 4.5 M.LONG | EA | 4645 | 4645
1010000303 | ST. CHANNEL, 150X75X6.5 MM. 6 M.LONG | EA | 6118 | 6118
1010000304 | ST. CHANNEL 150X75X6.5 MM. 2.5 M.LONG | EA | 3399 | 3399
1010000400 | ST. CHANNEL, 200X80X7.5 MM. 1 M.LONG | EA | 1756 | 1756
1010000401 | ST. CHANNEL, 200X80X7.5 MM. 6 M.LONG | EA |  | 9682
1010010000 | ST. ANGLE 65X65X6 MM. 1,000 MM.LONG | EA | 275 | 275
1010010002 | ST. ANG.,OHGW. COR. BAYONET 2.25 M..LONG | EA |  | 1191
1010010003 | ST. ANG.,OHGW. BAYONET 2.25 M.LONG | EA | 630 | 630
1010010004 | ST. ANG.,OHGW. BAYONET 2.5M.LONG | EA | 702 | 702
1010010005 | ST. ANG.,OHGW. CORNER BAYONET 2.5 M.LONG | EA | 1356 | 1356
1010010006 | ST. ANG.,OHGW. BAYONET 3 M.LONG | EA |  | 295
1010010007 | ST. ANG.,OHGW. CORNER BAYONET 3 M.LONG | EA |  | 467
1010010100 | ST. ANGLE 75X75X6 MM. 3,500 MM.LONG | EA | 1211 | 1211
1010010101 | ST. ANGLE 75X75X6 MM. 4,100 MM.LONG | EA | 1453 | 1616
1010010102 | ST. ANGLE 75X75X6 MM. 4,500 MM.LONG | EA |  | 3328
1010010200 | ST. ANG. 100X100X7 MM. 4.2M.LONG | EA |  | 1135
1010020001 | ST. CHANNEL, 100X50X5 MM. 4 M.LONG | EA |  | 2450
1010030002 | ST. PLATE 6X100X450 MM. | EA | 120 | 120
1010030003 | ST. PLATE 6X100X500 MM. | EA |  | 200
1010030004 | ST. PLATE 6X100X750 MM. | EA |  | 231
1010030005 | ST. PLATE 6X100X900 MM. | EA |  | 298
1010030006 | ST. PLATE,OHGW. BAYONE,DWG.SA3-015/44004 | EA | 24.9 | 24.9
1010030007 | ST. PLATE, FOR GW., DWG.SA3-015/44004 | EA | 43.8 | 43.8
1010030008 | ST. PLATE 5X40X110 MM. | EA |  | 31.2
1010030009 | ST. PLATE, CLEVIS FOR TELECOM. CABLE | EA |  | 56.7
1010030100 | ST. PLATE DOUBLE ARMING 12X100X650 MM. | EA | 374 | 374
1010030102 | ST. PLATE DOUBLE ARMING 12X100X760 MM. | EA | 437 | 437
1010030200 | ST. PLATE, SINGLE STUB FOR 12.00 M POLE | EA |  | 5120
1010030201 | ST. PLATE, SINGLE STUB FOR 12.20 M POLE | EA |  | 5180
1010030202 | ST. PLATE, SINGLE STUB FOR 14.00 M POLE | EA |  | 5320
1010030203 | ST. PLATE, SINGLE STUB FOR 14.30 M POLE | EA |  | 7320
1010030204 | ST. PLATE, SINGLE STUB FOR 16.00 M POLE | EA |  | 3440
1010030300 | ST. PLATE, DOUBLE STUB FOR 12.00 M POLE | EA |  | 3500
1010030301 | ST. PLATE, DOUBLE STUB FOR 12.20 M POLE | EA |  | 4200
1010030302 | ST. PLATE, DOUBLE STUB FOR 14.00 M POLE | EA |  | 4040
1010030303 | ST. PLATE, DOUBLE STUB FOR 14.30 M POLE | EA |  | 4680
1010030304 | ST. PLATE, DOUBLE STUB FOR 16.00 M POLE | EA |  | 4500
1010050000 | ST. PIPE,SIZE 20, 100 MM.LONG W/O T.E. | EA | 21.3 | 21.3
1010050001 | ST. PIPE,SIZE 20, 120 MM.LONG W/O T.E. | EA |  | 209
1010050002 | ST. PIPE,SIZE 20, 150 MM.LONG W/O T.E. | EA | 27.4 | 27.4
1010050003 | ST. PIPE,SIZE 20, 180 MM.LONG W/O T.E. | EA |  | 52.8
1010050004 | ST. PIPE,SIZE 20, 200 MM.LONG W/O T.E. | EA |  | 74.3
1010050005 | ST. PIPE,SIZE 20, 230 MM.LONG W/O T.E. | EA |  | 103
1010050006 | ST. PIPE,SIZE 20, 300 MM.LONG W/O T.E. | EA |  | 170
1010050007 | ST. PIPE,SIZE 20, 350 MM.LONG W/O T.E. | EA |  | 113
1010050009 | ST. PIPE,SIZE 20, 75 MM.LONG W/O T.E. | EA |  | 36.3
1010050010 | ST. PIPE,SIZE 20, 250 MM.LONG W/O T.E. | EA |  | 65.5
1010050100 | ST. PIPE,SIZE 25, 200 MM.LONG W/O T.E. | EA |  | 103
1010050101 | ST. PIPE,SIZE 25, 470 MM.LONG W/O T.E. | EA |  | 222
1010050200 | ST. TUBE, 100X50X3.2 MM., 100 MM.LONG | EA |  | 58.9
1010050201 | ST. BEAM, 100X100X3.2 MM. 2 M.LONG | EA |  | 2743
1010060013 | ST. SUPPORT,DWG.SA2-015/42006 | EA |  | 1208
1010060015 | CONDUIT ST. GUARD,POLE 12&14 M. | EA |  | 11000
1010060017 | CONDUIT ST. GUARD,POLE 12.2 M. | EA |  | 5180
1010060018 | CONDUIT ST. GUARD,POLE 14.3 M. | EA |  | 4838
1010060019 | CONDUIT ST. GUARD,POLE 22 M. | EA |  | 11570
1010060021 | SUP. STRUCTURE,1 CIRCUIT DOUBLE COND. | EA |  | 42910
1010060022 | ST. FRAME STRUCTURE WITH CHANNEL ST. | EA |  | 20000
1010060023 | SUP. STRUCTURE,1 CIRCUIT SINGLE COND. | EA |  | 27660
1010060024 | SUPPORT.JOINT BOX.FOR OPGW.DIA. 14 MM. | EA | 441 | 744
1010060025 | BRACKET.FOR OPGW.DIA.14 MM.COIL | EA | 772 | 1617
1010060026 | JOINT BOX. 2 WAY.FOR OPGW | EA | 27650 | 27650
1010060027 | JOINT BOX.3 WAY.OPGW AND APPROACH CABLE | EA | 28130 | 28130
1010100000 | WIRE,ST. SOLID DIA. 4.0 MM.TIS.71 | KG | 61.8 | 61.8
1010100002 | ST. WIRE, STRANDED 25 SQ.MM.TIS.404 | M | 16.8 | 16.8
1010100003 | ST. WIRE, STRANDED 35 SQ.MM.TIS.404 | M | 22.7 | 22.7
1010100004 | ST. WIRE, STRANDED 50/7 SQ.MM.TIS.404 | M | 33.6 | 33.6
1010100006 | ST. WIRE, STRANDED 95 SQ.MM.TIS.404 | M | 62.1 | 62.1
1010100100 | OPGW.24C.DIA. 14 mm.,SC 100 kA2.sec | M | 126 | 126
1010100102 | OPGW.24C.DIA.14.MM.,SC.70.kA2.SEC | M | 126 | 126
1010110000 | BOLT,MACHINE M.8X25 MM. | EA |  | 23.4
1010110100 | BOLT,MACHINE M.12X35 MM. | EA | 14.9 | 14.9
1010110101 | BOLT,MACHINE M.12X50 MM. | EA | 17.3 | 17.3
1010110103 | BOLT,MACHINE,M.12X50 MM., NUT,R.W.&S.W. | EA |  | 22
1010110200 | BOLT,MACHINE M.16X130 MM. | EA | 21.6 | 21.6
1010110201 | BOLT,MACHINE M.16X170 MM. | EA | 25.5 | 25.5
1010110202 | BOLT,MACHINE M.16X200 MM. | EA | 27.8 | 27.8
1010110203 | BOLT,MACHINE M.16X250 MM. | EA | 34.7 | 34.7
1010110204 | BOLT,MACHINE M.16X300 MM. | EA | 41.7 | 41.7
1010110205 | BOLT,MACHINE M.16X350 MM. | EA | 46.3 | 46.3
1010110206 | BOLT,MACHINE M.16X400 MM. | EA | 52.5 | 52.5
1010110207 | BOLT,MACHINE M.16X450 MM. | EA | 58.6 | 58.6
1010110208 | BOLT,MACHINE M.16X500 MM. | EA | 61.7 | 61.7
1010110209 | BOLT MACHINE M.16X600 MM. | EA | 65.6 | 65.6
1010110300 | BOLT,MACHINE M. 20X350 MM. | EA | 75.6 | 75.6
1010110301 | BOLT,MACHINE M.20X400 MM. | EA | 88 | 88
1010110302 | BOLT,MACHINE M.20X450 MM. | EA | 100 | 100
1010110400 | BOLT,MACHINE,HEXAGON,M.16X75 MM. | EA | 24.7 | 24.7
1010110401 | BOLT,MACHINE,HEXAGON,M.16X550 MM. | EA | 81 | 81
1010110402 | BOLT,MACHINE,HEXAGON,M.16X600 MM. | EA | 87.2 | 87.2
1010110403 | BOLT, MACHINE, HEXAGON, M.16X650 MM. | EA |  | 26.8
1010110404 | BOLT,MACHINE,HEXAGON,M. 16X50 MM. | EA | 23.1 | 23.1
1010110500 | BOLT, MACHINE, HEXAGON, M24X250 MM. | EA |  | 222
1010120000 | BOLT,DOUBLE ARMING,M.16X400 MM. | EA | 56.9 | 56.9
1010120001 | BOLT,DOUBLE ARMING,M.16X450 MM. | EA | 64 | 64
1010120002 | BOLT,DOUBLE ARMING,M.16X500 MM. | EA | 77.2 | 77.2
1010120003 | BOLT,DOUBLE ARMING,M.16X550 MM. | EA |  | 64.8
1010120004 | BOLT,DOUBLE ARMING,M.16X600 MM. | EA | 81 | 81
1010120005 | BOLT, DOUBLL ARMING M 16X650 MM. | EA | 91 | 91
1010120006 | BOLT, DOUBLE ARMING, M 16x250 MM. | EA |  | 35.2
1010130000 | BOLT,DOUBLE ARMING,ROUND EYE M.16X400MM. | EA | 74.9 | 74.9
1010130001 | BOLT,DOUBLE ARMING,ROUND EYE M.16X450MM. | EA | 76.7 | 76.7
1010130002 | BOLT,DOUBLE ARMING,ROUND EYE M.16X500MM. | EA | 83.6 | 83.6
1010130003 | BOLT,DOUBLE ARMING,ROUND EYE M.16X600MM. | EA | 103 | 103
1010130004 | BOLT,DOUBLE ARMING,ROUND EYE M.16X550MM. | EA |  | 90.2
1010130005 | BOLT,DOUBLE ARMING ROUND,EYE M.16X650MM. | EA | 113 | 113
1010140001 | BOLT,ROUND EYE M.16X200 MM. | EA | 52.3 | 52.3
1010140002 | BOLT,ROUND EYE M.16X250 MM. | EA | 59.6 | 59.6
1010140003 | BOLT,ROUND EYE M.16X300 MM. | EA | 70 | 70
1010150000 | BOLT,OVAL EYE M.16X150 MM. | EA | 68.9 | 68.9
1010150001 | BOLT,OVAL EYE M.16X200 MM. | EA | 78.4 | 78.4
1010150002 | BOLT,OVAL EYE M.16X350 MM. | EA | 110 | 110
1010150050 | BOLT,OVAL EYE,FULL THREAD M.16X250 MM. | EA |  | 26.8
1010150051 | BOLT,OVAL EYE,FULL THREAD M.16X300 MM. | EA |  | 30.1
1010150052 | BOLT,OVAL EYE,FULL THREAD M.16X350 MM. | EA |  | 33.1
1010150100 | BOLT,OVAL EYE M.20X350 MM. | EA | 190 | 190
1010150101 | BOLT,OVAL EYE M.20X450 MM. | EA | 224 | 224
1010160000 | BOLT,STUB M.24X600 MM. | EA | 200 | 200
1010160001 | BOLT,STUB M.24X800 MM. | EA | 241 | 241
1010160002 | BOLT,STUB M.24X1,000 MM. | EA | 284 | 284
1010160003 | BOLT,STUB M.24X1,250 MM. | EA | 340 | 340
1010160004 | BOLT,STUB M 24 X 1,600 MM. | EA | 448 | 448
1010180001 | NUT,EYE M.16 DIN 582 | EA | 42.2 | 42.2
1010180002 | NUT,EYE M.20 | EA | 169 | 169
1010180003 | NUT,EYE,THIMBLE M.16 | EA |  | 242
1010180100 | WASHER,PLAIN,SQUARE, 52X52X4.5 MM. | EA | 4.95 | 4.95
1010180101 | WASHER,PLAIN,SQUARE, 62X62X6 MM. | EA | 9.9 | 9.9
1010180102 | WASHER,PLAIN,SQUARE, 72X72X6 MM. | EA |  | 15
1010180201 | WASHER,SQUARE,CURVED 60X60X5 MM. | EA | 7.25 | 7.25
1010180300 | WASHER,LOCK,SPRING,SIZE 12 MM.,TIS.259 | EA |  | 2.11
1010180301 | WASHER,LOCK,SPRING,SIZE 16 MM.,TIS.259 | EA | 3.59 | 3.59
1010180302 | WASHER,LOCK,SPRING,SIZE 20 MM.,TIS.259 | EA | 6.59 | 6.59
1010180303 | WASHER,LOCK,SPRING,SIZE 24 MM.,TIS.259 | EA |  | 8.5
1010180400 | WASHER,ROUND,FLAT,SIZE 16 MM. | EA |  | 3.01
1010200001 | BRACE,FLAT,FOR CROSSARM 30X6X760 MM. | EA | 64.2 | 64.2
1010200002 | BRACE,FLAT,FOR CROSSARM 40X6X1,000 MM. | EA | 112 | 112
1010200003 | BRACE,FLAT,FOR CROSSARM 50X10X1,950 MM. | EA | 475 | 475
1010200004 | BRACE,ALLEY ARM 40X40X5 MM. 2.12 M.LONG | EA | 388 | 388
1010200005 | BRACE,ALLEY ARM 50X50X6 MM. 2.35 M.LONG | EA | 460 | 490
1010200006 | BRACE,ST. ANG. 50X50X6 MM. 1.5 M.WIDE | EA |  | 770
1010200007 | BRACE,ST. ANG. 50X50X6 MM. 1.8 M.WIDE | EA | 460 | 471
1010200008 | BRACE, ALLEY ARM 50X50X6 MM. 920 MM.LONG | EA |  | 499
1010200009 | เหล็กประกับคอนสาย 50x50x6 มม.ยาว 1 เมตร | EA | 252 | 252
1010200010 | BRACE,L SHAPE, 50X10 MM., FOR FSD | EA |  | 336
1010210000 | ROD,ANCHOR,ROUND EYE M.16, 2 M.LONG | EA | 236 | 236
1010210001 | ROD,ANCHOR,ROUND EYE M.20, 2.5 M.LONG | EA |  | 213
1010210002 | ROD,ANCHOR,ROUND EYE M.20, 3 M.LONG | EA |  | 1200
1010210003 | ROD,ANCHOR,DOUBLE STRAND EYE,M.20 | EA | 465 | 465
1010210004 | ROD,ANCHOR,DOUBLE STRAND EYE,M.24 | EA | 687 | 687
1010210100 | SET OF SIDEWALK GUY ARM FOR PIPE 50 MM. | EA |  | 240
1010210101 | SET OF SIDEWALK GUY ARM FOR PIPE 80 MM. | EA |  | 762
1010210102 | GUY GUARD, 2,000 MM.LONG | EA |  | 1988
1010210200 | BOLT,STRAND EYE,SINGLE M.16X350 MM. | EA | 63.8 | 63.8
1010210201 | BOLT,STRAND EYE, 45 DEG.M.16X250 MM. | EA | 60.7 | 60.7
1010210202 | BOLT,STRAND EYE, 45 DEG.M.16X350 MM. | EA | 94.8 | 94.8
1010210203 | BOLT,STRAND EYE, 45 DEG.M.20X350 MM. | EA | 128 | 128
1010210204 | BOLT,STRAND EYE, 45 DEG.M.20X400 MM. | EA |  | 85.3
1010210300 | ANCLE GUY ATTACHMENT 30 DEG. | EA | 33.3 | 33.3
1010210304 | THIMBLE,GUY,FOR STEEL WIRE 50-95 SQ.MM. | EA | 8.62 | 8.62
1010220002 | GROUND ROD,60X60X5 MM. 2 M.LONG | EA | 460 | 460
1010220007 | GROUND ROD,CU COV. ST.,DIA. 16 MM., 3 M. | EA |  | 829
1010220010 | CONDUCTOR,GROUND,FLAT IRON 30X3.5 MM. | M | 59.5 | 59.5
1010220102 | WELDING POWDER,FOR CU 95 SQ.MM. TO GD | EA |  | 365
1010220103 | WELDING POWDER,FOR CU 95 SQ.MM.,HOR. ST. | EA |  | 421
1010220104 | WELDING POWDER,FOR CU 95 SQ.MM. RUN&TAP | EA |  | 179
1010220105 | WELDING POWDER,FOR CU 95 SQ.MM.,VER. ST. | EA |  | 375
1010220106 | WELDING POWDER,FOR CU 95 SQ.MM. ACROSS | EA |  | 225
1010220113 | WELDING POWDER,CU 95 SQ.MM.,SPLICE | EA |  | 165
1010220114 | WELDING POWDER,CU 95 SQ.MM. ANG. TAP | EA |  | 159
1010220123 | WELDING POWDER, ST. WIRE 50 SQ.MM. TO GD | EA |  | 36
1010220126 | MOLD.PEASY WELD.ST. WIRE 50 SQ.MM. TO GD | EA |  | 61.6
1010220127 | GROUND CLAMP FOR CABLE 95-120 SQ.MM. | EA |  | 105
1010230000 | CLAMP,SINGLE U-BOLT,M.8 (WIRE ROPE CLIP) | EA | 7.92 | 7.92
1010230001 | CLAMP,DOUBLE U-BOLT,M.16(WIRE ROPE CLIP) | EA | 45.4 | 45.4
1010230003 | CLAMP,TRIPLE BOLTS,ST. WIRE 35 SQ.MM. | EA | 97.1 | 97.1
1010230004 | CLAMP,TRIPLE BOLTS,ST. WIRE 50 SQ.MM. | EA |  | 123
1010230005 | CLAMP,TRIPLE BOLTS,ST. WIRE 95 SQ.MM. | EA |  | 111
1010230009 | CLAMP,GROUND,CU 95 SQ.MM. | EA |  | 53.9
1010230012 | CLAMP, DOUBLE BOLTS, ST. WIRE 25 SQ.MM. | EA |  | 139
1010230016 | CLAMP,CABLE STRAP FOR UG 1X800 SQ.MM. | EA |  | 1500
1010230102 | CONN.,FLAT 30 MM.,COND. 16-50 SQ.MM. | EA |  | 40
1010230103 | CONN.,FLAT TO FLAT IRON 30 MM. | EA |  | 45
1010230200 | GW SUPPORT AND CLAMP,FOR WOOD BAYONET | EA |  | 15
1010230201 | GW SUPPORT AND CLAMP,FOR POLE | EA | 225 | 225
1010230202 | GW SUPPORT AND CLAMP,FOR WOOD POLE | EA |  | 108
1010230203 | GW SUPPORT AND CLAMP,FOR BAYONET | EA | 209 | 209
1010230205 | GROUND WIRE CLAMP,J.1152 | EA | 21.4 | 21.4
1010990000 | NAIL,MILD ST., 2.00X5.00 MM. 35 MM.LONG | EA |  | 0.25
1010990003 | STAPLE,GALV. FOR COND. 25-50 SQ.MM. | EA |  | 15
1020000003 | COND.,CU,BARE 25 SQ.MM.TIS.64 | M |  | 81.3
1020000005 | COND.,CU,BARE 50 SQ.MM.TIS.64 | M |  | 225
1020000007 | COND.,CU,BARE 95 SQ.MM.TIS 64 | M |  | 421
1020010000 | COND.,AL,BARE 25 SQ.MM.TIS.85 | M |  | 25
1020010001 | COND.,AL,BARE 35 SQ.MM.TIS.85 | M |  | 5.55
1020010002 | COND.,AL,BARE 50/7 SQ.MM.TIS.85 | M |  | 39.9
1020010003 | COND.,AL,BARE 70 SQ.MM.TIS.85 | M |  | 30.4
1020010004 | COND.,AL,BARE 95 SQ.MM.TIS.85 | M |  | 21.3
1020010005 | COND.,AL,BARE 120 SQ.MM.TIS.85 | M |  | 18.6
1020010007 | COND.,AL,BARE 185 SQ.MM.TIS.85 | M |  | 46.6
1020010008 | COND.,AL,BARE 240 SQ.MM.TIS.85 | M |  | 95
1020010009 | COND.,AL,BARE 400 SQ.MM.TIS.85 (จ้างรีดด้วยอินกอท Primary grade) | KM | 25550
1020010009 | COND.,AL,BARE 400 SQ.MM.TIS.85 | KM/M | 23400 | 121
1020010010 | COND.,AL,BARE 625 SQ.MM.TIS.85 | M |  | 145
1020020001 | COND.,ACSR 35/6 SQ.MM.TIS.86 | M |  | 8.22
1020020002 | COND.,ACSR 50/8 SQ.MM.TIS.86 | KM/M | 6644 | 22.5
1020020002 | COND.,ACSR 50/8 SQ.MM.TIS.86 (จ้างรีดด้วยอินกอท Primary grade) | KM | 6785
1020020003 | COND.,ACSR 70/12 SQ.MM.TIS.86 | M |  | 31
1020020004 | COND.,ACSR 95/15 SQ.MM.TIS.86 | M |  | 22.6
1020020005 | CONDUCTOR,ACSR 120/20 SQ.MM.TIS.86 | M |  | 80
1020020007 | CONDUCTOR,ACSR 185/30 SQ.MM.TIS.86 | M |  | 76.4
1020020008 | CONDUCTOR, ACSR 380/50 SQ.MM. TIS.86 | M |  | 160
1020030001 | COND.,AL-ALLOY 35 SQ.MM.TIS.725 | M |  | 18.3
1020030002 | COND.,AL-ALLOY 50/7 SQ.MM.TIS.725 | M |  | 18.3
1020030003 | COND.,AL-ALLOY 70 SQ.MM.TIS.725 | M |  | 34.5
1020030004 | COND.,AL-ALLOY 95 SQ.MM.TIS.725 | M |  | 25.6
1020030005 | COND.,AL-ALLOY 120 SQ.MM.TIS.725 | M |  | 34.2
1020030007 | COND.,AL-ALLOY 185 SQ.MM.TIS.725 | M |  | 110
1020040000 | CABLE,UG,CU 22 KV. 1X35 SQ.MM. | M |  | 302
1020040001 | CABLE,UG,CU 22 KV. 1X50 SQ.MM. | M |  | 659
1020040003 | CABLE,UG,CU 22 KV. 1X95 SQ.MM. | M |  | 710
1020040006 | CABLE,UG,CU 22 KV. 1X185 SQ.MM. | M |  | 405
1020040007 | CABLE,UG,CU 22 KV. 1X240 SQ.MM. | M | 1907 | 1907
1020040008 | CABLE,UG,CU 22 KV. 1X500 SQ.MM. | M | 3151 | 3151
1020040009 | CABLE,UG,CU 22 KV. 1 X 400 SQ.MM | M | 2899 | 2899
1020040101 | CABLE,UG,CU 33 KV. 1X50 SQ.MM. | M |  | 700
1020040107 | CABLE,UG,CU 33 KV. 1X240 SQ.MM. | M | 2209 | 2209
1020040108 | CABLE UG,CU.33 KV. 1 X 400 SQ.MM. | M | 3267 | 3267
1020040109 | CABLE,UG,CU.33 KV. 1 X 500 SQ.MM. | M | 3627 | 3627
1020040200 | CABLE, UG, CU., 115 KV 1X800 SQ.MM. | M | 7701 | 7701
1020040301 | CABLE,CV, 0.6/1 KV 1X50 SQ.MM. | M |  | 218
1020040303 | CABLE,CV, 0.6/1 KV 1X95 SQ.MM. | M |  | 543
1020040306 | CABLE,CV, 0.6/1 KV 1X185 SQ.MM. | M |  | 768
1020040310 | CABLE,UG.CV.0.6/1 KV.1X16 SQ.MM. | M |  | 129
1020050000 | CABLE,AERIAL,AL 22 KV. 1X50 SQ.MM. | KM/M | 63150 | 87.4
1020050000 | CABLE,AERIAL,AL 22 KV. 1X50 SQ.MM. (จ้างรีดด้วยอินกอท Primary grade) | KM | 63890
1020050001 | CABLE,AERIAL,AL 22 KV. 1X95 SQ.MM. | M |  | 150
1020050002 | CABLE,AERIAL,AL 22 KV. 1X120 SQ.MM. | M |  | 170
1020050003 | CABLE,AERIAL,AL 22 KV. 1X150 SQ.MM. | M |  | 391
1020050004 | CABLE,AERIAL,AL 22 KV. 1X185 SQ.MM. (จ้างรีดด้วยอินกอท Primary grade) | KM | 106100
1020050004 | CABLE,AERIAL,AL 22 KV. 1X185 SQ.MM. | KM/M | 105600 | 190
1020050005 | CABLE,AERIAL,AL 22 KV. 1X240 SQ.MM. | M |  | 198
1020050100 | CABLE,AERIAL,AL 33 KV. 1X50 SQ.MM. (จ้างรีดด้วยอินกอท Primary grade) | KM | 83780
1020050100 | CABLE,AERIAL,AL 33 KV. 1X50 SQ.MM. | KM/M | 83270 | 119
1020050101 | CABLE,AERIAL,AL 33 KV. 1X95 SQ.MM. | M |  | 150
1020050102 | CABLE,AERIAL,AL 33 KV. 1X120 SQ.MM. | M |  | 180
1020050103 | CABLE,AERIAL,AL 33 KV. 1X150 SQ.MM. | M |  | 450
1020050104 | CABLE,AERIAL,AL 33 KV. 1X185 SQ.MM. (จ้างรีดด้วยอินกอท Primary grade) | KM | 144600
1020050104 | CABLE,AERIAL,AL 33 KV. 1X185 SQ.MM. | KM/M | 143600 | 180
1020050105 | CABLE,AERIAL,AL 33 KV. 1X240 SQ.MM. | M |  | 377
1020050200 | CABLE,TWISTED,AL.22KV.3-1x50 Sq.mm. | M |  | 638
1020050202 | CABLE,TAC,H.T.,AL 22 KV. 3-1X120 SQ.MM. | M |  | 1428
1020050203 | CABLE,TWISTED,AL.22KV.3-1x185 Sq.mm. | M |  | 1831
1020050204 | CABLE,TWISTED,AL.22KV.3-1x240 Sq.mm. | M |  | 1809
1020050300 | CABLE,TAC, H.T. AL.33 KV.3-1X50 SQ.MM. | M |  | 1527
1020050302 | CABLE,TWISTED,AL.33KV.3-1x120 Sq.mm. | M |  | 1624
1020050303 | CABLE,TWISTED,AL.33KV.3-1x185 Sq.mm. | M |  | 2369
1020050304 | CABLE,TWISTED,AL.33KV.3-1x240 Sq.mm. | M |  | 2166
1020060001 | PIC,22 KV. 50 SQ.MM. | M |  | 33.7
1020060002 | PIC,22 KV. 95 SQ.MM. | M |  | 50.2
1020060003 | PIC,22 KV. 120 SQ.MM. | M |  | 58.3
1020060004 | PIC,22 KV. 185 SQ.MM. | M |  | 81.7
1020060101 | PIC,33 KV. 50 SQ.MM. | M |  | 56
1020060102 | PIC,33 KV. 95 SQ.MM. | M |  | 56
1020060103 | PIC,33 KV. 120 SQ.MM. | M |  | 76.4
1020060104 | PIC,33 KV. 185 SQ.MM. | M |  | 83
1020060200 | PIC,22 KV. 50/8 SQ.MM. | M |  | 128
1020070000 | CABLE,AL,750 V,25 SQ.MM. TIS.293 (จ้างรีดด้วยอินกอท Primary grade) | KM | 6240
1020070000 | CABLE,AL,750 V,25 SQ.MM. TIS.293 | KM/M | 5767 | 15.2
1020070001 | CABLE,AL,750 V,35 SQ.MM. TIS.293 | M |  | 10.8
1020070002 | CABLE,AL,750 V,50 SQ.MM. TIS.293 (จ้างรีดด้วยอินกอท Primary grade) | KM | 9048
1020070002 | CABLE,AL,750 V,50 SQ.MM. TIS.293 | KM/M | 8807 | 26.7
1020070003 | CABLE,AL,750 V,70 SQ.MM. TIS.293 | M |  | 35.3
1020070004 | CABLE,AL,750 V,95 SQ.MM. TIS.293 | KM/M | 19790 | 49.9
1020070004 | CABLE,AL,750 V,95 SQ.MM. TIS.293 (จ้างรีดด้วยอินกอท Primary grade) | KM | 20470
1020070005 | CABLE,AL,750 V,120 SQ.MM.TIS.293 | M |  | 94.6
1020070006 | CABLE,AL,750 V,150 SQ.MM.TIS.293 | M |  | 73.2
1020070007 | CABLE,AL,750 V,185 SQ.MM.TIS.293 | M |  | 116
1020070008 | CABLE,AL,750 V,240 SQ.MM.TIS.293 | M |  | 177
1020070100 | CABLE,AL,SOLID,PVC-INSULATED, 10 SQ.MM. | M |  | 5.5
1020070101 | CABLE,AL,SOLID,PVC-INSULATED, 16 SQ.MM. | M |  | 9.77
1020070200 | CABLE, ABC, AL, 0.6/1 kV. 4X70 SQ.MM. | M |  | 447
1020070201 | CABLE, ABC, AL, 0.6/1 kV. 4X95 SQ.MM. | M |  | 494
1020070202 | CABLE, ABC, AL, 0.6/1 kV. 4X120 SQ.MM. | M |  | 550
1020080007 | CABLE,PVC,750 V,1X25 SQ.MM.TIS.11 TABLE6 | M |  | 86
1020080008 | CABLE,PVC,750 V,1X35 SQ.MM.TIS.11 TABLE6 | M |  | 114
1020080009 | CABLE,PVC,750 V,1X50 SQ.MM.TIS.11 TABLE6 | M |  | 263
1020080011 | CABLE,PVC,750 V,1X95 SQ.MM.TIS.11 TABLE6 | M |  | 291
1020080012 | CABLE,PVC,750V,1X120 SQ.MM.TIS.11 TABLE6 | M |  | 334
1020080102 | CABLE,PVC,750V,2X2.5 SQ.MM.TIS.11 TABLE7 | M |  | 48
1020080103 | CABLE,PVC,750 V, 2X4 SQ.MM.TIS.11 TABLE7 | M |  | 38.4
1020080106 | CABLE,PVC,750 V,2X16 SQ.MM.TIS.11 TABLE7 | M |  | 144
1020080107 | CABLE,PVC,750 V,2X25 SQ.MM.TIS.11 TABLE7 | M |  | 212
1020080109 | CABLE,PVC,750 V,2X50 SQ.MM.TIS.11 TABLE7 | M |  | 190
1020080126 | CABLE,PVC,750 V,3X16 SQ.MM.TIS.11 TABLE7 | M |  | 191
1020080402 | CONTROL CABLE,7X2.5 SQ.MM.TIS.838TABLE10 | M | 142 | 142
1020080500 | CABLE,CU,PVC,INS.&JAC. 600 V, 2X6 SQ.MM. | M |  | 34.8
1020080501 | CABLE,CU,PVC,INS.&JAC. 600V, 2X10 SQ.MM. | M | 146 | 146
1020080502 | CABLE,CU,PVC,INS.&JAC,600V.2X35 SQ.MM. | M | 469 | 469
1020080603 | CABLE,PVC,750 V,1X2.5 SQ.MM.TIS.11TABLE4 | M |  | 9
1020080606 | CABLE,PVC,750 V,1X10 SQ.MM.TIS.11 TABLE4 | M |  | 48
1020080607 | CABLE,PVC,750 V,1X16 SQ.MM.TIS.11 TABLE4 | M |  | 43
1020080608 | CABLE,PVC,750 V,1X25 SQ.MM.TIS.11 TABLE4 | M |  | 101
1020080609 | CABLE,PVC,750 V,1X35 SQ.MM.TIS.11 TABLE4 | M |  | 77.7
1020080610 | CABLE,PVC,750 V,1X50 SQ.MM.TIS.11 TABLE4 | M |  | 220
1020080611 | CABLE,PVC,750 V,1X70 SQ.MM.TIS.11 TABLE4 | M |  | 149
1020080612 | CABLE,PVC,750 V,1X95 SQ.MM.TIS.11 TABLE4 | M |  | 401
1020080613 | CABLE,PVC,750V,1X120 SQ.MM.TIS.11 TABLE4 | M |  | 575
1020080614 | CABLE,PVC,750V,1X150 SQ.MM.TIS.11 TABLE4 | M |  | 314
1020080615 | CABLE,PVC,750V,1X185 SQ.MM.TIS.11 TABLE4 | M |  | 387
1020080616 | CABLE,PVC,750V,1X240 SQ.MM.TIS.11 TABLE4 | M |  | 536
1020080618 | CABLE,PVC,750V,1X400 SQ.MM.TIS.11 TABLE4 | M |  | 835
1020080619 | CABLE,PVC,750V,1X500 SQ.MM.TIS.11 TABLE4 | M |  | 1081
1020089952 | CONDUCTOR,CU,YTY 0.6/1 KV. 2X2.5 SQ.MM. | M |  | 32
1020089954 | CONDUCTOR,CU,NFYW 0.6/1 KV. 2.5 SQ.MM. | M |  | 18.4
1020089957 | CONDUCTOR,CU,NFYW 0.6/1 KV. 10 SQ.MM. | M |  | 95
1020150001 | CABLE TERMINATION KITS,O/D, 22 KV. 1X50 | EA |  | 2900
1020150003 | CABLE TERMINATION KITS,O/D, 22 KV. 1X95 | EA |  | 3900
1020150004 | CABLE TERMINATION KITS,O/D, 22 KV. 1X120 | EA |  | 4117
1020150006 | CABLE TERMINATION KITS,O/D, 22 KV. 1X185 | EA |  | 5851
1020150007 | CABLE TERMINATION KITS,O/D, 22 KV. 1X240 | EA |  | 3762
1020150008 | CABLE TERMINATION KITS,O/D, 22 KV. 1X500 | EA |  | 3162
1020150009 | CABLE TERMINATION KITS,O/D, 22 KV. 1X400 | EA |  | 2581
1020150101 | CABLE TERMINATION KITS,O/D, 33 KV. 1X50 | EA |  | 3942
1020150107 | CABLE TERMINATION KITS,O/D, 33 KV. 1X240 | EA |  | 3446
1020150108 | CABLE TERMINATION KITS,O/D, 33 KV. 1X400 | EA |  | 2962
1020150201 | 115KV.TERMINATOR O/D 800SQ.MM3070MM | EA |  | 152900
1020150202 | CABLE TERMINATION,GIS,115 KV. 1X800 | EA |  | 60830
1020150204 | 115kV.TERMINATOR KIT,O/D,1x800,67-73mm | EA |  | 101400
1020150300 | TERMINAL O/D,FOR TAC 22 KV. 120 SQ.MM. | EA |  | 8800
1020160007 | CABLE TERMINATION KITS,I/D,22 KV. 1X240 | EA |  | 1026
1020160008 | CABLE TERMINATION KITS,I/D,22 KV. 1X500 | EA |  | 1971
1020160009 | CABLE TERMINATION KITS,I/D,22 KV.1 X 400 | EA |  | 1577
1020160101 | CABLE TERMINATION KITS,I/D,33 KV. 1X50 | EA |  | 1450
1020160107 | CABLE TERMINATION KITS,I/D,33 KV. 1X240 | EA |  | 2191
1020160108 | CABLE TERMINATION KITS,I/D,33 KV.1X400 | EA |  | 1962
1020170001 | SPLICING KIT, FOR UG CABLE 22 KV. 1X50 | EA |  | 3402
1020170006 | SPLICING KIT,FOR UG CABLE, 22 KV. 1X185 | EA |  | 1818
1020170007 | SPLICING KIT,FOR UG CABLE 22 KV. 1X240 | EA |  | 3732
1020170008 | SPLICING KIT,FOR UG CABLE,22 KV. 1X500 | EA |  | 2939
1020170009 | SPLICING KIT,FOR UG CABLE,22 KV.1X400 | EA |  | 4368
1020170101 | SPLICING KIT, FOR UG CABLE 33 KV, 1X50 | EA |  | 6499
1020170107 | SPLICING KIT,FOR UG CABLE 33 KV. 1X240 | EA |  | 5721
1020170108 | SPLICING KIT,FOR UG CABLE ,33 KV. 1X400 | EA |  | 5435
1020170109 | SPLICING KIT,FOR UG CABLE ,33 KV. 1X500 | EA |  | 4324
1020170200 | SPLICING KIT,115kV.1x800,67-73 mm | EA |  | 99630
1020170201 | SPLICING KIT,115kV.1x800,67-73 mm.C-BOND | EA |  | 91600
1020170203 | SPLICING KIT,115kV.1x800,77-80 mm | EA |  | 85980
1020170204 | SPLICING KIT,115kV.1x800,77-80 mm.C-BOND | EA |  | 91210
1020170300 | SPLICING KIT,TWISTED,AL 22 KV. 3-1X120 | EA |  | 20700
1020170400 | CROSS BOND LINK BOXES | EA |  | 143700
1020170402 | SINGLE POINT BOND LINK BOX, SINGLE-CORE | EA |  | 150000
1020170403 | SINGLE POINT BOND LINK BOX, COAXIAL | EA |  | 180000
1020170404 | DIRECT EARTHING LINK BOX, SINGLE-CORE | EA |  | 108500
1020170405 | DIRECT EARTHING LINK BOX, COAXIAL | EA |  | 165000
1020170406 | CROSS BOND LINK BOX, COAXIAL | EA |  | 180000
1020170500 | REPAIR JOINT FOR SUBMARINE 33KV. 3X120 | EA |  | 1715800
1020170501 | REPAIR JOINT FOR SUBMARINE 33KV. 3X185 | EA |  | 1789700
1020170502 | REPAIR JOINT FOR SUBMARINE 115KV. 3X185 | EA |  | 4066900
1020170503 | REPAIR JOINT FOR SUBMARINE 115KV. 3X240 | EA |  | 4100400
1020170504 | REPAIR JOINT FOR SUBMARINE 115KV. 3X500 | EA |  | 4593700
1020180000 | TAPE,PVC,O/D,0.125X19X10,000 MM. TIS.386 | EA |  | 4.7
1020180001 | TAPE,PVC,O/D,0.18X19X10,000 MM. TIS.386 | EA | 6.21 | 6.21
1020180002 | TAPE,PVC,O/D,0.18X19X20,000 MM. TIS.386 | EA |  | 10.5
1020180003 | SPLICING TAPE,AERIAL CABLE,3/4X30' | EA |  | 33.1
1020180004 | TAPE,ELECTRICAL,SILICONE,25.4 MM.X9 M. | EA |  | 398
1020180005 | TAPE,PUTTY,INSULATION,38 MM.X1.5 M. | EA |  | 77.9
1020180006 | DIELECTRIC AIRSEAL,100 X 100 X 3.1 MM. | EA |  | 55
1020180008 | EPR, HIGH-VOLTAGE INSULATING TAPE | EA |  | 140
1020200000 | TAPE,ARMOR,AL 1X10 MM. | KG | 252 | 252
1020200002 | TIE WIRE,AL 4.0 MM. | KG | 203 | 203
1020200003 | COVERED TIE WIRE.AL.4.0 MM. | M | 9.71 | 9.71
1020200100 | VIBRATION DAMPER,SPIRAL,ST. WIRE 25 | EA |  | 161
1020200101 | VIBRATION DAMPER,SPIRAL,AL 50,ACSR 50/8 | EA |  | 177
1020200102 | VIBRATION DAMPER,SPIRAL,AL95-120,ACSR95 | EA |  | 259
1020200103 | VIBRATION DAMPER,SPIRAL,AL185,ACSR120- | EA |  | 242
1020200104 | VIBRATION DAMPER,DUMBELL,AL.400 SQ.MM. | EA |  | 1032
1020200106 | VIBRATION DAMPER,DUMBELL,ST. WIRE 50 | EA |  | 558
1020200107 | VIBRATION DAMPER,DUMBELLS,ACSR 380/50 | EA |  | 933
1020210104 | LINE GUARD,PREFORMED,AL 95 SQ.MM. | EA |  | 30.7
1020210105 | LINE GUARD,PREFORMED,AL 120 SQ.MM. | EA |  | 30.7
1020210107 | LINE GUARD,PREFORMED,AL 185 SQ.MM. | EA |  | 117
1020210109 | LINE GUARD,PREFORMED,AL 400 SQ.MM. | EA |  | 346
1020220105 | ARMOR ROD,PREFORMED,AL-ALLOY 120 SQ.MM. | EA |  | 118
1020220107 | ARMOR ROD,PREFORMED,AL-ALLOY 185 SQ.MM. | EA | 272 | 272
1020220109 | ARMOR ROD,PREFORMED,AL-ALLOY 400 SQ.MM. | EA | 760 | 760
1020230001 | ARMOR-GRIP,PREFORMED,AL 400 SQ.MM. | EA |  | 1461
1020230003 | ARMOR-GRIP.PREFORMED.OPGW.CONCRETE POLE | EA | 2939 | 2939
1020230004 | ARMOR-GRIP.PREFORMED.OPGW.BEYONET | EA | 3051 | 3051
1020240000 | SPACER,HELICAL ROD,PREFORMED,AL 400 | EA | 274 | 274
1020240101 | CABLE SPACER,AL-ALLOY,AL BUNDLE 625 | EA |  | 400
1020250001 | PREFORMED D/E,FOR PIC 22 KV. 50 SQ.MM. | EA |  | 67.9
1020250002 | PREFORMED D/E,FOR PIC 22 KV. 95 SQ.MM. | EA |  | 71.9
1020250004 | PREFORMED D/E,FOR PIC 22 KV. 185 SQ.MM. | EA |  | 96
1020250101 | PREFORMED D/E,FOR PIC 33 KV. 50 SQ.MM. | EA |  | 49
1020250200 | PREFORMED D/E,PIC 22 KV 120 SQ.MM. | EA |  | 106
1020250220 | PREFORMED D/E,PIC 33 KV.120 SQ.MM. | EA |  | 78.5
1020250221 | PREFORMED D/E,PIC 33 KV 185 SQ.MM. | EA |  | 92.9
1020250300 | PREFORMED D/E. OPGW.DIA. 14 MM. | EA | 542 | 542
1020260003 | PREFORMED D/E,SAC 22 KV.,AL 150 SQ.MM. | EA |  | 355
1020260005 | PREFORMED D/E,SAC 22 KV.,AL 240 SQ.MM. | EA |  | 518
1020260100 | PREFORMED D/E,SAC 33 KV.,AL 50 SQ.MM. | EA |  | 138
1020260104 | PREFORMED D/E,SAC 33 KV.,AL 185 SQ.MM. | EA |  | 174
1020260200 | PREFORMED D/E,SAC 22 KV 120 SQ.MM. | EA |  | 127
1020260201 | PREFORMED D/E,SAC 22 KV 185 SQ.MM. | EA | 133 | 133
1020260202 | PREFORMED D/E,SAC 22kV 50sq.mm. 21.80mm | EA | 60 | 60
1020260203 | PREFORMED D/E,SAC 22kV 95sq.mm. 25.25mm | EA |  | 60
1020260204 | PREFORMED D/E,SAC 22kV 120sq.mm. 26.75mm | EA |  | 130
1020260205 | PREFORMED D/E,SAC 22kV 185sq.mm. 29.78mm | EA | 151 | 151
1020260206 | PREFORMED D/E,SAC 33kV 50sq.mm. 26.46mm | EA | 60 | 63.1
1020260207 | PREFORMED D/E,SAC 33kV 95sq.mm. 29.91mm | EA |  | 120
1020260208 | PREFORMED D/E,SAC 33kV 120sq.mm. 31.41mm | EA |  | 130
1020260209 | PREFORMED D/E,SAC 33kV 185sq.mm. 34.44mm | EA | 160 | 160
1020260300 | PREFORMED D/E, AW 25 SQ.MM. | EA |  | 47.2
1020260301 | PREFORMED D/E, AW 50 SQ.MM. | EA |  | 64.6
1020260302 | PREFORMED D/E, AW 95 SQ.MM. | EA |  | 95.4
1020270006 | CABLE GRIP,CLOSED/M,UG 400 SQ.MM 22 KV | EA |  | 3276
1020270008 | CABLE GRIP,COLSED/M,UG 500 SQ.MM 22 KV | EA |  | 4714
1020270009 | CABLE GRIP,CLOSED/M,3 UG 240 SQ.MM.22 KV | EA |  | 3951
1020270010 | CABLE GRIP, CLOSED/M,3 UG,50 SQ.MM.22 KV | EA |  | 1600
1020280000 | COMPOSITE TIE,22 KV PIC 50,TOP,56-2 | EA |  | 590
1020280002 | COMPOSITE TIE,22 KV PIC 185,TOP,56/57-2 | EA |  | 575
1020280005 | COMPOSITE TIE,22 KV PIC 185,ANG,56/57-2 | EA |  | 575
1020280100 | COMPOSITE TIE, 33 KV PIC 50,TOP,56-3 | EA |  | 250
1020280102 | COMPOSITE TIE,33 KV,PIC 185,TOP,56/57-3 | EA |  | 207
1020280104 | COMPOSITE TIE,33 KV PIC 50,ANG,56-3 | EA |  | 260
1020280106 | COMPOSITE TIE,33 KV PIC 185,ANG,56/57-3 | EA |  | 234
1020300000 | CONN.,PG,SINGLE BOLT,CU 2.5-25 SQ.MM | EA |  | 60
1020300005 | CONN.,PG,DOUBLE BOLT,CU 50-95 SQ.MM. | EA |  | 358
1020300101 | CONN.,PG,DOUBLE BOLT,AL 16-70 SQ.MM. | EA | 18.7 | 18.7
1020300102 | CONN.,PG,DOUBLE BOLT,AL 25-95 SQ.MM. | EA | 20.4 | 20.4
1020300103 | CONN.,PG,TRIPLE BOLT,AL70-18S SQ.MM. | EA | 70.4 | 70.4
1020300303 | CONN.PG.TRIPLE BOLT.OPGW.CONCRETE POLE | EA | 659 | 659
1020310000 | CONNECTOR,DEAD END,AL 25-35 SQ.MM. | EA |  | 12.8
1020310001 | CONNECTOR,D/E,AL 50-70 SQ.MM. | EA |  | 19.1
1020310002 | CONNECTOR,D/E,AL 95-120 SQ.MM. | EA |  | 38.6
1020320000 | H-CONNECTOR,MAIN AL 10-16,TAP CU 4-10 | EA |  | 7
1020320001 | H-CONNECTOR,MAIN AL 25-50,TAP CU 2.5-6 | EA |  | 3.14
1020320002 | H-CONNECTOR,MAIN AL 25-50 ,TAP CU 16-35 | EA |  | 3.27
1020320003 | H-CONNECTOR,MAIN AL 50-95 ,TAP CU 50-95 | EA |  | 8.73
1020320004 | H-CONNECTOR,MAIN AL 70-95 ,TAP CU 16-35 | EA |  | 4.22
1020320005 | H-CONNECTTOR,MAIN AL. 35-50,TAP CU 6-10 | EA |  | 3.98
1020320006 | H-CONECTOR,MAIN AL. 70-95 ,TAP CU. 6-10 | EA |  | 3.83
1020320009 | H-CONNCTOR,MAIN AL 10-16,TAP AL/CU 4-10 | EA |  | 17.4
1020320010 | H-CONNCTOR,MAIN AL 25-50,TAP AL/CU 2.5-6 | EA |  | 17.2
1020320011 | H-CONNCTOR,MAIN AL 25-50,TAP AL/CU 16-35 | EA |  | 14.3
1020320012 | H-CONNCTOR,MAIN AL 50-95,TAP AL/CU 50-95 | EA |  | 16.4
1020320013 | H-CONNCTOR,MAIN AL 70-95,TAP CU 16-35 | EA |  | 12.9
1020320014 | H-CONNCTOR,MAIN AL 35-50,TAP CU 6-10 | EA |  | 14.2
1020320015 | H-CONNCTOR,MAIN AL 70-95,TAP CU 6-10 | EA |  | 9.32
1020330000 | BAIL-CLAMP,MAIN AL 25-50 SQ.MM. | EA |  | 122
1020330001 | BAIL-CLAMP,MAIN AL 70-185 SQ.MM. | EA |  | 192
1020330005 | HOTLINE BAIL-CLAMP,MAIN 35-70 SQ.MM. | EA | 645 | 645
1020330006 | HOTLINE BAIL-CLAMP,MAIN 70-185 SQ.MM. | EA | 743 | 743
1020330100 | HOTLINE CLAMP,MAIN,AL 25-50 SQ.MM. | EA |  | 105
1020330101 | HOTLINE CLAMP,MAIN,AL 50-120 SQ.MM. | EA | 188 | 188
1020330102 | HOTLINE CLAMP,PIERC.,PIC 22-33 KV.50-185 | EA |  | 572
1020330104 | HOTLINE CLAMP,MAIN35-185,TAP50-185SQ.MM. | EA | 603 | 603
1020340000 | CONN.,WEDGE,MAIN 95 SQ.MM.TAP 95 | EA |  | 254
1020340001 | CONN.,WEDGE,MAIN 185 SQ.MM.TAP 120 | EA |  | 253
1020340002 | CONN.,WEDGE,MAIN 185 SQ.MM.TAP 50 SQ.MM. | EA |  | 243
1020360000 | IPC MAIN 16-95 SQ.MM. TAP 6-35 SQ.MM. | EA |  | 212
1020400000 | CONN.,SPLICE,TENSION AL 25 SQ.MM. | EA |  | 15.4
1020400001 | CONN.,SPLICE,TENSION AL 35 SQ.MM. | EA |  | 24.3
1020400002 | CONN.,SPLICE,TENSION AL 50 SQ.MM. | EA | 13.8 | 13.8
1020400003 | CONN.,SPLICE,TENSION AL 70 SQ.MM. | EA |  | 11.7
1020400004 | CONN.,SPLICE,TENSION AL 95 SQ.MM. | EA | 28.7 | 28.7
1020400005 | CONN.,SPLICE,TENSION AL 120 SQ.MM. | EA |  | 59.8
1020400007 | CONN.,SPLICE,TENSION AL 185 SQ.MM. | EA | 61.6 | 61.6
1020400008 | CONN.,SPLICE,TENSION AL 240 SQ.MM. | EA |  | 160
1020400009 | CONN.,SPLICE,TENSION AL 400 SQ.MM. | EA | 211 | 211
1020400012 | SLEEVE,TENSION AL 50 SQ.MM. | EA |  | 58.5
1020400017 | SLEEVE,TENSION AL 185 SQ.MM. | EA |  | 174
1020400019 | SLEEVE,TENSION AL 400 SQ.MM. | EA |  | 564
1020400022 | SLEEVE,TENSION COM.AL 50 SQ.MM. | EA |  | 67.6
1020400027 | SLEEVE,TENSION COM.AL 185 SQ.MM. | EA |  | 221
1020400101 | CONN.,SPLICE,TENSION ACSR 35/6 SQ.MM. | EA |  | 50
1020400102 | CONN.,SPLICE,TENSION ACSR 50/8 SQ.MM. | EA | 57.5 | 57.5
1020400103 | CONN.,SPLICE,TENSION ACSR 70/12 SQ.MM. | EA |  | 240
1020400104 | CONN.,SPLICE,TENSION ACSR 95/15 SQ.MM. | EA |  | 250
1020410001 | CONN.,SPLICE,TENSIONLESS AL 35 SQ.MM. | EA |  | 25
1020410002 | CONN.,SPLICE,TENSIONLESS AL 50 SQ.MM. | EA | 8.79 | 8.79
1020410003 | CONN.,SPLICE,TENSIONLESS AL 70 SQ.MM. | EA |  | 5.84
1020410004 | CONN.,SPLICE,TENSIONLESS AL 95 SQ.MM. | EA | 21.2 | 21.2
1020410005 | CONN.,SPLICE,TENSIONLESS AL 120 SQ.MM. | EA |  | 43.1
1020410007 | CONN.,SPLICE,TENSIONLESS AL 185 SQ.MM. | EA | 26.4 | 26.4
1020410009 | CONN.,SPLICE,TENSIONLESS AL 400 SQ.MM. | EA | 150 | 187
1020410014 | SLEEVE,TENSIONLESS AL 50 SQ.MM. | EA |  | 47.5
1020410017 | SLEEVE,TENSIONLESS AL 185 SQ.MM. | EA |  | 152
1020410019 | SLEEVE,TENSIONLESS AL 400 SQ.MM. | EA |  | 409
1020410022 | SLEEVE,TENSIONLESS COM.AL 50 SQ.MM. | EA |  | 57.3
1020410027 | SLEEVE,TENSIONLESS COM.AL 185 SQ.MM. | EA |  | 167
1020410101 | CONN.,SPLICE,TENSIONLESS ACSR 35/6 SQ.MM | EA |  | 30
1020410102 | CONN.,SPLICE,TENSIONLESS ACSR 50/8 SQ.MM | EA | 9.38 | 9.38
1020410103 | CONN.,SPLICE,TENSIONLESS ACSR 70/12 | EA |  | 50
1020410104 | CONN.,SPLICE,TENSIONLESS ACSR 95/15 | EA |  | 72
1020420101 | CABLE LUG,NEMA 2-HOLE,AL 35 SQ.MM. | EA |  | 24.4
1020420102 | CABLE LUG,NEMA 2-HOLE,AL 50 SQ.MM. | EA | 10.7 | 10.7
1020420103 | CABLE LUG,NEMA 2-HOLE,AL 70 SQ.MM. | EA |  | 31.9
1020420104 | CABLE LUG,NEMA 2-HOLE,AL 95 SQ.MM. | EA | 23.5 | 23.5
1020420105 | CABLE LUG,NEMA 2-HOLE,AL 120 SQ.MM. | EA |  | 30.2
1020420106 | CABLE LUG,NEMA 2-HOLE,AL 185 SQ.MM. | EA | 35.2 | 35.2
1020420107 | TERMINAL,NEMA 2-HOLE,AL 240 SQ.MM. | EA |  | 121
1020420201 | TERMINAL,NEMA 4-HOLE,AL 400 SQ.MM. | EA | 270 | 270
1020420302 | TERMINAL,15 DEG.,NEMA 4-H,AL 400 SQ.MM. | EA | 293 | 293
1020420400 | PIN TERMINAL,FOR AL.CONDUCTOR 50 SQ.MM. | EA | 35.2 | 35.2
1020420500 | CABLE LUG,CU. CABLE 120 SQ.MM. | EA |  | 261
1020420501 | CABLE LUG,CU. CABLE 185 SQ.MM. | EA |  | 288
1020430001 | CLAMP,D/E,SINGLE LUG,AL 400 SQ.MM. | EA | 584 | 584
1020430101 | CLAMP,D/E,DOUBLE LUG,AL 400 SQ.MM. | EA | 602 | 602
1020440000 | CABLE SPACER,POLY,SAC 22-33 KV. 50-185 | EA |  | 184
1020440001 | CABLE SPACER,PORCELAIN,SAC 22 KV 50-240 | EA |  | 1117
1020440002 | CABLE SPACER,PORCELAIN,SAC 22 KV.120-185 | EA |  | 946
1020440003 | CABLE SPACER,PORCELAIN,SAC 22 KV 240 | EA |  | 946
1020440004 | CABLE SPACER,PORCELAIN,TYPE 1,POLLUTED | EA |  | 1117
1020440005 | CABLE SPACER,PORCELAIN,TYPE 2,POLLUTED | EA |  | 1093
1020440006 | CABLE SPACER, PORCELAIN, TYPE 3 | EA | 1567 | 1567
1020440007 | CABLE SPACER, PORCELAIN, TYPE 4 | EA | 1849 | 1849
1020440008 | CABLE SPACER,HDPE-MTEC,SAC 50-185 SQ.MM. | EA |  | 1195
1020440009 | CABLE SPACER, HDPE WITH GRIP LOCK | EA |  | 731
1020440100 | CLAMP,CABLE SUSPENSION | EA |  | 36.7
1020440101 | CLEVIS,FLAT STEEL,PORC SPACER | EA |  | 26.4
1020440102 | CLAMP,GUY,TRIPLE BOLT | EA | 93.4 | 93.4
1020440103 | LINK,CABLE SPACER | EA | 19.2 | 19.2
1020440104 | BRACKET,FOR AERIAL CABLE CORNER SUPPORT | EA |  | 1300
1020440105 | BRACKET,FOR AERIAL CABLE TANGENT SUPPORT | EA | 341 | 341
1020440106 | SNAP TIE, FOR MAT.NO 02440000 | EA | 31.1 | 31.1
1020440107 | SNAP TIE,22 KV 50-95/33 KV50 | EA |  | 9.47
1020440108 | SNAP TIE,22 KV95-120/33 KV95-120 | EA |  | 22.8
1020440109 | SNAP TIE,22 KV 240/33 KV 150-185 | EA |  | 22.3
1020440111 | SNAP TIE,MASSENGER,PORCELAIN SPACER | EA |  | 22.9
1020440112 | BRACKET,SAC CORNER SUPPORT, 22-33 KV | EA | 1297 | 1297
1020440113 | SNAP TIES,22 KV50 FOR PORC SPACER | EA | 31.1 | 31.1
1020440114 | SNAP SITE,22 KV95&33 KV50,PORC SPACER | EA | 31.1 | 31.1
1020440115 | SNAP TIES,22 KV120&33 KV50,PORC SPACER | EA | 31.1 | 31.1
1020440116 | SNAP TIES,22 KV185&33 KV120,PORC SPACER | EA | 31.1 | 31.1
1020440117 | SNAP TIES,SAC 33 KV185,PORC SPACER | EA | 31.1 | 31.1
1020440118 | ห่วงรัดสาย, สีคิ้วเกลียวรัด 50-185 ต.มม | EA |  | 2.48
1020440119 | ห่วงรัดสายเคเบิลอากาศแบบยืดหยุ่น | EA | 29.3 | 29.3
1020440121 | BRACKET FOR SAC, CORNER SUPPORT, 33kV | EA | 1535 | 1535
1020440122 | MESSENGER GROUND WIRE BAYONET BRACKET | EA |  | 555
1020440200 | SUSPENSION HOOK | EA |  | 705
1020440201 | SUSPENSION CLAMP,TWISTED AERIAL CABLE | EA |  | 815
1020440202 | SUSPENSION AND D/E HOOK | EA |  | 564
1020440203 | D/E CLAMP FOR MESSENGER OF TAC | EA |  | 566
1020440204 | SPLIT PLASTIC TUBE WITH 2 NYLON TIES | EA |  | 95.8
1020440207 | ที่แขวนสายหุ้มฉนวนเต็มพิกัดตีเกลียว | EA |  | 370
1020450001 | PLATE,AL,1mm THICK,PAINT COMP,4 SCREWS | EA |  | 585
1020500004 | CONN.,T-TYPE, AL,MAIN 400,TAP OFF 95-185 | EA | 1177 | 1517
1020500005 | CONN.,T-TYPE,MAIN 400 ,TAP 185-240 | EA | 1177 | 1411
1020500006 | CONN.,T-TYPE,AL,MAIN 400 ,TAP 400 | EA | 1177 | 1177
1020500010 | CONN.,T-TYPE, AL.,COND. 400 TO 4 - HOLE | EA | 1268 | 1268
1020500100 | CONN.,T-TYPE,COMP.,AL MAIN 400,4-HOLE | EA | 893 | 993
1020560200 | PAD COUPLER,AL-ALLOY,T-TYPE | EA |  | 1547
1020560201 | PAD COUPLER,AL-ALLOY,STRAIGHT-TYPE | EA |  | 860
1020570003 | BUS SUPPORT 3,BC,2 AL COND. 400 SQ.MM. | EA |  | 865
1020570106 | CLAMP, TOP TYPE, DOUBLE COND., AL 400 | EA | 2052 | 2052
1020570107 | BRACKET, INS LINE POST 115 kV, GAIN BASE | PAK |  | 7145
1030000001 | INSULATOR,PIN TYPE,CLASS 56-2 TIS.279 | EA |  | 141
1030000002 | INSULATOR,PIN TYPE,CLASS 56-3 TIS.279 | EA |  | 197
1030000003 | INSULATOR,PIN,FOG TYPE, 33 KV. | EA |  | 2275
1030009901 | INSULATOR,PIN TYPE,EEI-NEMA CLASS 55-2 | EA |  | 1.25
1030010000 | INSULATOR,POST TYPE, 33 KV. | EA |  | 1600
1030010001 | INSULATORLINE-POST, 22 KV.CLASS 57-2L | EA |  | 554
1030010002 | INSULATOR,LINE-POST, 22 KV.,57-2L,P/A | EA | 799 | 799
1030010003 | INSULATOR,LINE-POST,33KV.,57-3L TIS.1077 | EA | 1279 | 1279
1030010004 | INSULATOR,LINE-POST,33KV.,57-4L TIS.1077 | EA |  | 1530
1030010005 | INSULATOR,LINE-POST, 33 KV.R/G | EA |  | 2950
1030010006 | ลูกถ้วยแท่งชนิด COMPOSITE ระบบ 33 เควี | EA |  | 2152
1030010007 | COMPOSITE,LINE-POST,INSULATOR, 22 KV | EA |  | 3200
1030010008 | INSULATOR,LINE-POST,57-2,TIS.2623 | EA | 799 | 799
1030010009 | INSULATOR,LINE-POST,57-3,TIS.2623 | EA | 1279 | 1279
1030010101 | INSULATOR,PIN POST,22 KV. P/A | EA | 982 | 982
1030010102 | INSULATOR,PIN POST,56/57-4 TIS.1251 | EA | 3446 | 3446
1030010103 | INSULATOR, PIN POST,56/57-3 TIS.1251 | EA | 2072 | 2072
1030010104 | INSULATOR,PIN-POST,56/57-2,TIS.2623 | EA | 982 | 982
1030010105 | INSULATOR,PIN-POST,56/57-3,TIS.2623 | EA | 2072 | 2072
1030010106 | INSULATOR,PIN-POST,56/57-4,TIS.2623 | EA | 3446 | 3446
1030010200 | INSULATOR,POST, 7.5 KV.,ANSI TR-202 | EA |  | 2637
1030010201 | INSULATOR,POST, 22 KV.,ANSI TR-208 | EA |  | 2508
1030010204 | INSULATOR, POST, 115 KV.,HOR. MOUNT | EA | 25590 | 25590
1030010205 | 115 kV, INSULATOR, POST, HOR. MOUNT | EA |  | 23780
1030020000 | INSULATOR,SUSPENSION,CLASS 52-1,TIS.354 | EA | 332 | 332
1030020001 | INSULATOR,SUSPENSION,CLASS 52-3,TIS.354 | EA | 702 | 702
1030020002 | INSULATOR,SUSPENSION,CLASS 52-4,TIS.354 | EA | 637 | 637
1030020003 | INSULATOR,SUSPENSION,CLASS 52-8,TIS.354 | EA | 949 | 949
1030020004 | ลูกถ้วยแขวนชนิด COMPOSITE ระบบ 33 เควี | EA |  | 1344
1030020005 | COMPOSITE,SUSPENSION,INSULATOR, 22 KV | EA |  | 1967
1030020100 | COMP. INS.,SUSPENSION,1.1-1.2 M.,110 KN. | EA | 981 | 981
1030020101 | COMP. INS.,SUSPENSION,1.5-1.6 M.,110 KN. | EA | 1157 | 1414
1030020103 | COMP. INS.,SUSPENSION,1.5-1.6 M.,220 KN. | EA | 1520 | 1520
1030030000 | INSULATOR,SPOOL,CLASS 53-2 TIS.227 | EA | 27 | 27
1030030100 | INSULATOR,STRAIN,CLASS 54-1 TIS.280 | EA | 44.1 | 44.1
1030030103 | INSULATOR,STRAIN,CLASS 54-4 TIS.280 | EA | 142 | 142
1030100000 | PIN,INSULATOR, 22 KV. | EA |  | 87.7
1030100001 | PIN,INSULATOR, 33 KV. | EA |  | 101
1030100002 | PIN,FOR FOG TYPE PIN INSULATOR 33 KV. | EA |  | 630
1030109900 | PIN ,FOR L.T. INSULATOR | EA |  | 1.5
1030110000 | CLAMP,STRAIN,AL 35-70,ACSR 35-50 SQ.MM. | EA | 116 | 116
1030110001 | CLAMP,STRAIN,AL 95 SQ.MM.ACSR 70 SQ.MM. | EA |  | 157
1030110002 | CLAMP,STRAIN,AL 120 SQ.MM.ACSR 95 SQ.MM. | EA |  | 200
1030110004 | CLAMP,STRAIN, FOR AL 185 SQ.MM. | EA | 194 | 194
1030110005 | CLAMP,STRAIN, FOR AL 240 SQ.MM. | EA |  | 178
1030110007 | CLAMP,STRAIN,FOR ACSR 120-185 SQ.MM. | EA | 481 | 481
1030110103 | CLAMP,STRAIN,KEEPER,AL 400 SQ.MM. | EA | 805 | 805
1030110105 | CLAMP, STRAIN,KEEPER,ACSR 380/50 SQ.MM. | EA |  | 1721
1030110300 | CLAMP,STRIAN,ST. STRANED WIRE 50 SQ.MM. | EA |  | 1024
1030120002 | CLAMP,SUSPENSION,FOR AL 400 SQ.MM. | EA | 286 | 286
1030120004 | SUSPENSION CLAMP,FOR AL400SQ.MM.(REVISE) | EA |  | 544
1030130000 | RACK, 2X200 MM. EXT.BACK | EA | 120 | 120
1030130001 | RACK, 3X200 MM. EXT.BACK | EA | 204 | 204
1030130002 | RACK, 4X200 MM. EXT.BACK | EA | 277 | 277
1030130003 | RACK, 1X200 MM., HORIZONTAL | EA |  | 180
1030130004 | RACK, 2X200 MM., HORIZONTAL | EA |  | 124
1030130005 | RACK, 3X200 MM., HORIZONTAL | EA |  | 204
1030130006 | RACK, 4X200 MM., HORIZONTAL | EA |  | 215
1030130100 | CLEVIS,FLAT STEEL 4 1/4,INSULATOR,53-2 | EA | 55.8 | 55.8
1030130101 | CLEVIS,DIVIDED,INSULATOR,CLASS 53-2 | EA |  | 65
1030140000 | CIVIS EYE | EA | 96.2 | 96.2
1030140001 | BALL-CLEVIS ANSI TYPE K | EA | 195 | 195
1030140002 | BALL-HOOK | EA | 87.5 | 87.5
1030140003 | SOCKET-EYE | EA | 102 | 102
1030140004 | Y-CLEVIS-BALL | EA | 160 | 160
1030140005 | BALL-CLEVIS ANSI.TYPE B | EA | 102 | 102
1030140006 | SOCKET-CLEVIS ANSI.TYPE B | EA | 112 | 112
1030140007 | SOCKET-CLEVIS ANSI.TYPE K | EA | 225 | 225
1030140011 | CLEVIS,THIMBLE,FOR PREFORMED DEAD-END | EA | 39.3 | 39.3
1030140012 | BRACKET,CORNER SUSPENSION | EA | 219 | 219
1030140013 | SPACER,PLATE,FOR AL 400 SQ.MM. | EA | 189 | 199
1040000000 | S.A., 21 KV. 5 KA. | EA | 775 | 775
1040000001 | S.A., 21 KV. 10 KA. | EA | 1320 | 1320
1040000002 | S.A., 24 KV. 5 KA. | EA | 833 | 964
1040000003 | S.A., 24 KV. 10 KA. | EA | 1650 | 1856
1040000004 | CLAH SET,FOR 22 KV PIN POST INSULATOR | EA |  | 2216
1040000007 | S.A., 21 KV.5 KA.,WITHOUT BRACKET | EA | 725 | 725
1040000008 | S.A., 24 kV.5 kA.,WITHOUT BRACKET. | EA | 794 | 1672
1040000100 | S.A. 30 KV. 5 KA. | EA | 962 | 962
1040000101 | S.A. 30 KV. 10 KA. | EA | 1750 | 1750
1040000103 | S.A., 30 KV.10 KA,POLYMER HOUSING | EA | 10880 | 10880
1040000106 | S.A., 30 kV.5kA.,WITHOUT BRACKET | EA | 900 | 900
1040000201 | S.A. 96 KV. 10 KA. | EA |  | 137500
1040000205 | S.A., 96 kV.10 kA. 3810 mm POLYMER | EA |  | 29250
1040000300 | S.A. 250-500 V. 2.5-5.0 KA | EA | 165 | 165
1040009907 | SVL, OUTDOOR, 3-4 KV, 10 KA | EA |  | 18500
1040009908 | SVL, OUTDOOR, 6-7 KV, 10 KA | EA |  | 3800
1040009909 | SVL, INDOOR, 6-7 KV, 10 KA | EA |  | 23000
1040009910 | SVL, OUTDOOR, 9-10 KV, 10 KA | EA |  | 24000
1040009911 | SVL, INDOOR, 9-10 KV, 10 KA | EA |  | 25000
1040010000 | DROPOUT,FUSE,22 KV.100 A.8 KA. | EA |  | 1263
1040010001 | DROPOUT,FUSE,22 KV.200 A.8 KA. | EA |  | 3585
1040010002 | DROPOUT,FUSE,22 KV.100 A.12 KA | EA | 2550 | 2550
1040010003 | DROPOUT,FUSE,22 KV.200 A.12 KA | EA |  | 3769
1040010004 | FUSE HOLDER 22 KV. 100 A. 8 KA. | EA |  | 561
1040010005 | FUSE HOLDER 22 KV. 200 A. 8 KA. | EA |  | 1198
1040010006 | FUSE HOLDER 22 KV. 100 A. 12 KA. | EA |  | 900
1040010008 | EXPENDABLE CAP, 22 KV. 100 A. 8 KA. | EA |  | 43.9
1040010009 | EXP. CAP FOR FUSE HOLDER,22 KV 200A 8 KA | EA |  | 51
1040010011 | DROPOUT,FUSE,ON-LOAD, 22 KV100 A.12 KA | EA |  | 5470
1040010012 | FUSE HOLDER,ON-LOAD,22 KV.100 A.12 KA, | EA |  | 1550
1040010015 | ANIMAL BARRIER | EA |  | 450
1040010016 | CUTOUT BRACKET | EA |  | 628
1040010017 | ANIMAL BARRIER, for 52-4-L | EA |  | 485
1040010018 | CUTOUT BRACKET w 52-4-L,100x100 CROSSARM | EA |  | 1262
1040010100 | DROPOUT,FUSE, 33 KV. 100 A. | EA | 3700 | 3700
1040010102 | FUSE HOLDER 33 KV. 100 A. | EA |  | 795
1040010104 | EXPENDABLE CAP, 33 KV. 100 A. | EA |  | 43
1040010106 | CUTOUT,FUSE,33 KV. 100 A., POLLUTED AREA | EA |  | 10500
1040010107 | FUSE HOLDER,FOR FUSE CUTOUT MAT.04010106 | EA |  | 3613
1040020000 | H.R.C. FUSE 32-36 A.DIN OR BS | EA |  | 37.9
1040020001 | H.R.C. FUSE 50 A.DIN OR BS | EA |  | 46.5
1040020002 | H.R.C. FUSE 80 A.DIN OR BS | EA |  | 57.3
1040020003 | H.R.C. FUSE 100 A.DIN OR BS | EA |  | 68.2
1040020004 | H.R.C. FUSE 150-160 A.DIN OR BS | EA |  | 77.7
1040020005 | H.R.C. FUSE 200 A. DIN ORBS | EA |  | 76.6
1040020006 | H.R.C. FUSE 250 A.DIN OR BS | EA |  | 85.9
1040020007 | H.R.C. FUSE 300-315 A.DIN OR BS | EA |  | 146
1040020008 | H.R.C. FUSE 350-355 A.DIN OR BS | EA | 177 | 177
1040020009 | H.R.C. FUSE 400 A.DIN OR BS | EA |  | 145
1040020010 | H.R.C. FUSE, BLADE CONTACT, 32 A | EA |  | 57.2
1040020011 | H.R.C. FUSE, BLADE CONTACT, 50 A | EA |  | 70.1
1040020012 | H.R.C. FUSE, BLADE CONTACT, 80 A | EA |  | 83.7
1040020013 | H.R.C. FUSE, BLADE CONTACT, 100 A | EA |  | 98.3
1040020014 | H.R.C. FUSE, BLADE CONTACT, 160 A | EA |  | 107
1040020015 | H.R.C. FUSE, BLADE CONTACT, 200 A | EA |  | 115
1040020016 | H.R.C. FUSE, BLADE CONTACT, 250 A | EA |  | 121
1040020017 | H.R.C. FUSE, BLADE CONTACT, 315 A | EA |  | 202
1040020019 | H.R.C. FUSE, BLADE CONTACT, 400 A | EA |  | 259
1040020100 | L.T. FUSE-SWITCHES 1X400 A. 500 V. | EA | 620 | 620
1040020102 | FSD, FULL INSULATED, 1X400A, 400V | EA |  | 2824
1040030000 | FUSE LINK 22 KV. 1 A.EEI-NEMA TYPE K | EA |  | 23.8
1040030001 | FUSE LINK 22 KV. 2 A.EEI-NEMA TYPE K | EA |  | 32.6
1040030002 | FUSE LINK 22 KV. 3 A.EEI-NEMA TYPE K | EA | 50 | 50
1040030003 | FUSE LINK 22 KV. 5-6 A.EEI-NEMA TYPE K | EA | 52 | 52
1040030004 | FUSE LINK 22 KV. 8 A.EEI-NEMA TYPE K | EA | 52.1 | 52.1
1040030005 | FUSE LINK 22 KV. 10 A.EEI-NEMA TYPE K | EA | 52.7 | 52.7
1040030006 | FUSE LINK 22 KV. 15 A.EEI-NEMA TYPE K | EA | 53.4 | 53.4
1040030007 | FUSE LINK 22 KV. 20 A.EEI-NEMA TYPE K | EA | 57.7 | 57.7
1040030008 | FUSE LINK 22 KV. 25 A.EEI-NEMA TYPE K | EA | 60.2 | 60.2
1040030009 | FUSE LINK 22 KV. 30 A.EEI-NEMA TYPE K | EA | 63.3 | 63.3
1040030010 | FUSE LINK 22 KV. 40 A.EEI-NEMA TYPE K | EA | 69.5 | 69.5
1040030011 | FUSE LINK 22 KV. 50 A.EEI-NEMA TYPE K | EA | 127 | 127
1040030012 | FUSE LINK 22 KV. 65 A.EEI-NEMA TYPE K | EA | 196 | 196
1040030013 | FUSE LINK 22 KV. 100 A.EEI-NEMA TYPE K | EA |  | 133
1040030014 | FUSE LINK 22 KV. 140 A.EEI-NEMA TYPE K | EA |  | 154
1040030015 | FUSE LINK 22 KV. 200 A.EEI-NEMA TYPE K | EA |  | 141
1040030100 | FUSE LINK 33 KV. 1 A.EEI-NEMA TYPE K | EA |  | 361
1040030101 | FUSE LINK 33 KV. 2 A.EEI-NEMA TYPE K | EA |  | 33.9
1040030102 | FUSE LINK 33 KV. 3 A.EEI-NEMA TYPE K | EA | 112 | 112
1040030103 | FUSE LINK 33 KV. 5-6 A.EEI-NEMA TYPE K | EA | 112 | 112
1040030104 | FUSE LINK 33 KV. 8 A.EEI-NEMA TYPE K | EA | 112 | 112
1040030105 | FUSE LINK 33 KV. 10 A.EEI-NEMA TYPE K | EA | 123 | 123
1040030106 | FUSE LINK 33 KV. 15 A.EEI-NEMA TYPE K | EA | 123 | 123
1040030107 | FUSE LINK 33 KV. 20 A.EEI-NEMA TYPE K | EA | 155 | 155
1040030108 | FUSE LINK 33 KV. 25 A.EEI-NEMA TYPE K | EA | 155 | 155
1040030109 | FUSE LINK 33 KV. 30 A.EEI-NEMA TYPE K | EA | 157 | 157
1040030110 | FUSE LINK 33 KV. 40 A.EEI-NEMA TYPE K | EA | 157 | 157
1040030111 | FUSE LINK 33 KV. 50 A.EEI-NEMA TYPE K | EA |  | 75.5
1040039904 | HV. POWER FUSE 33 kV 200 A. TYPE SMD-20 | EA |  | 61000
1040039911 | POWER FUSE UNIT 33 kV 100 A.TYPE E | EA |  | 6800
1040039912 | POWER FUSE UNIT 33 kV 125 A.TYPE E | EA |  | 6800
1040039913 | POWER FUSE UNIT 33 kV 150 A.TYPE E | EA |  | 6800
1040039921 | HV. POWER FUSE 22 kV 200 A. TYPE SMD-20 | EA |  | 40130
1040039931 | POWER FUSE UNIT 22 kV 100 A.TYPE E | EA |  | 8062
1040039932 | POWER FUSE UNIT 22 kV 125 A.TYPE E | EA |  | 8609
1040039933 | POWER FUSE UNIT 22 kV 150 A.TYPE E | EA |  | 8560
1040039934 | POWER FUSE UNIT 22 kV 175 A.TYPE E | EA |  | 9038
1040050000 | D.SW.,1 POLE 22 KV. 600 A.DIST. | EA | 5261 | 5261
1040050001 | D.SW.,1 POLE 22 KV. 600A. 40 KA.STATION | EA | 5596 | 5906
1040050002 | D.SW.,1 POLE 22 KV 1,200 A 61 KA.STATION | EA | 9571 | 9571
1040050003 | D.SW.,1 POLE 22 KV 2,000 A 80 KA.STATION | EA |  | 29500
1040050100 | D.SW.,1 POLE 33 KV. 600 A.DISTRIBUTION | EA | 8324 | 8324
1040050101 | D.SW.,1 POLE 33 KV. 600 A. 40 KA.STATION | EA | 9067 | 9078
1040050102 | D.SW.,1 POLE 33 KV. 1,200 A. STATION | EA | 16150 | 16150
1040060001 | AB SW.,3 POLE 22 KV. 400 A.DISTRIBUTION | EA |  | 29000
1040060002 | AB SW.,3 POLE 22 KV. 600 A.DISTRIBUTION | EA |  | 38440
1040060003 | AB SW.,3 POLE 22 KV. 600 A.STATION | EA |  | 38440
1040060004 | AB SW.,3 POLE 22 KV. 1,200 A.STATION | EA |  | 66670
1040060100 | AB SW.,3 POLE 33 KV. 600 A. | EA |  | 58680
1040060101 | AB SW.,3 POLE 33 KV 600 A 40 KA.WITH ROD | EA |  | 60000
1040060200 | AB SW.,3 POLE 115 KV 1,200 A 61 KA.HOR. | EA | 520000 | 520000
1040060201 | AB SW.,3 POLE 115 KV. 1,200 A. 61 KA.VER | EA |  | 308000
1040060207 | AB SW.,3 POLE 115 KV 2,000 A 100 KA. HOR | EA | 520000 | 520000
1040070001 | LB. SW.,3 POLE 22 KV. 600 A. 40 KA. | EA |  | 39440
1040070005 | LB SW.,SF6,3 P22 KV., 400 A. | EA |  | 109300
1040070006 | LB SW.,OIL,3 P 22 KV. 60 A FOR CAP. | EA |  | 230500
1040070007 | LB SW.,VAC.,3 P 22 KV. 60 A(C) FOR CAP. | EA |  | 226500
1040070009 | LB SW., SF6,REMOTE, 3 P 22 KV 600 A | EA | 204500 | 204500
1040070011 | ATS,VAR CONTROL,VAC..,3 P,22 KV,200 A | EA | 604800 | 604800
1040070100 | LB SW.,3 POLE 33 KV. 600 A. 40 KA. | EA |  | 117000
1040070102 | LB SW.,VAC.,3 P 33 KV., 300 A. | EA |  | 236000
1040070104 | LB SW.,SF6,3 P 33 KV., 400 A. | EA |  | 462000
1040070105 | LB SW.,OIL, 3P 33 KV.60 A.(C)W FUSE UNIT | EA |  | 248000
1040070107 | LB SW., SF6, ,REMOTE , 3 P 33 KV 400 A | EA | 231400 | 231400
1040070110 | ATS., VAR ,W OIL LB SW.,3 P, 33 KV,135 A | EA | 952600 | 952600
1040070111 | ATS.,VAR ,W V/M LB SW., 3 P, 33 KV,135 A | EA | 975800 | 975800
1040070201 | SWITCH,LOAD BREAK,SF6,3P,115kV.1200 A | PAK |  | 2736500
1040070202 | SWITCH,LOAD BREAK,SF6,3P,115kV.2000 A | PAK |  | 3900000
1040070302 | CONTROL UNIT,AUTO,TIME, FOR CAP BANK | EA |  | 19030
1040070303 | CONTROL UNIT AUTO,FOR SF6 LOAD BREAK | EA |  | 13260
1040070304 | AUTOMATIC TRANSFER SWITCH 220 V. 40 A. | EA |  | 3480
1040070305 | CONTROL UNIT, AUTO , FOR SF6 LB SW. | EA |  | 38180
1040070306 | CONTROL UNIT, AUTO,VAR,FOR CAP BANK | EA |  | 43980
1040070307 | CURRENT SENSOR,22 KV. | EA |  | 37980
1040070308 | CURRENT SENSOR, 33 KV. | EA |  | 43890
1040070309 | POWER SUPPLY TR.22 KV.,CONTROL CAP BANK | EA |  | 17330
1040070310 | POWER SUPPLY TR. 33 KV.,CONTROL CAP BANK | EA |  | 28060
1040073011 | VT.3P.O/D 22,000/110-220 V.RCS 500 VA. | EA |  | 51590
1040073012 | VT.3P.O/D 33,000/110-220 V.RCS 500 VA. | EA |  | 61170
1040073015 | VT.1P.O/D 22,000/230 V.REC.500 VA. | EA |  | 21520
1040073016 | VT.1P.O/D 33,000/230 V.REC.500 VA. | EA |  | 30600
1040080003 | RECLOSER, 22 KV.560 A.12KA(E) | EA |  | 415000
1040080004 | RECLOSER 22KV630A12KA(SOLID)WITH HANGER | EA | 225000 | 225000
1040080102 | RECLOSER,33 KV 560 A. 10 KA.(E) | EA |  | 700600
1040080103 | RECLOSER 33KV630A12KA(SOLID)WITH HANGER | PAK | 306600 | 306600
1040080300 | RECLOSER HANGER,FOR DOUBLE-POLE MOUNTING | EA | 28570 | 28570
1040080301 | RECLOSER HANGER,FOR SINGLE-POLE MOUNTING | EA |  | 3023
1040080302 | CONTROL UNIT,AUTO,FOR RECLOSER (E) | EA | 167400 | 167400
1040080303 | TR., 0.5 KVA, 1 P 22 KV,FORCONTROL UNIT | EA |  | 22950
1040080304 | TR.,1 KVA,1 P 22 KV,FOR CONTROL UNIT | EA |  | 24000
1040080305 | TR.,0.5 KVA,1 P 19 KV,FOR CONTROL UNIT | EA |  | 18500
1040080306 | TR.,1 KVA,1 P 19 KV.,FOR CONTROL UNIT | EA |  | 47990
1040090104 | C.B.,V/M, 33 KV. 600 A. 750 MVA. | EA |  | 1068300
1040120000 | L.T. C.B.,3 P 400 V. 200 A.,OUTDOOR | EA |  | 4556
1040120001 | L.T. C.B.,3 P 400 V. 300 OR,OUTDOOR | EA |  | 6727
1040150100 | FEEDER REMOTE TERMINAL UNIT (FRTU) | EA |  | 44970
1040150200 | MARS REMOTE RADIO | EA |  | 11230
1040150300 | MARS MASTER RADIO | EA |  | 389500
1050000000 | TR., 10 KVA. 1 P 3 W,22/0.46-0.23 KV. | EA |  | 32710
1050000001 | TR., 20 KVA. 1 P 3 W, 22/0.46-0.23 KV. | EA |  | 34000
1050000002 | TR., 30 KVA. 1 P 3 W,22-0.46-0.23 KV. | EA |  | 30530
1050000003 | TR., 50 KVA. 1 P 3 W,22-0.46-0.23 KV. | EA |  | 37000
1050000011 | TR., 30KVA,1P,22-0.48/0.24KV, SC | EA | 87170 | 87170
1050000200 | TR.,1 P 33 GRDY/19/0.46-0.23 KV. 10 KVA. | EA |  | 33880
1050000201 | TR.,1 P 33 GRDY/19/0.46-0.23 KV. 20 KVA. | EA |  | 35000
1050000202 | TR.,1 P 33 GRDY/19/0.46-0.23 KV. 30 KVA. | EA |  | 42020
1050000203 | TR.,1 P 33 GRDY/19/0.46-0.23 KV. 50 KVA. | EA |  | 38000
1050000206 | TR., 30KVA,1P,19-0.48/0.24KV, SC | EA | 96670 | 96670
1050000500 | TR., 5KVA, 1-P 33/0.40-0.23kV | EA |  | 23000
1050000600 | TR., 5KVA, 1-P 22/0.40-0.23kV | EA |  | 25000
1050010004 | TR., 30 KVA. 3 P 22-0.40 KV.DY 11 | EA |  | 45000
1050010005 | TR., 50 KVA. 3 P 22-0.40 KV.DY 11 | EA |  | 58900
1050010006 | TR., 100 KVA. 3 P 22-0.40 KV.DY 11 | EA |  | 82360
1050010007 | TR., 160 KVA. 3 P 22-0.40 KV.DY 11 | EA |  | 105900
1050010008 | TR., 200 KVA. 3 P 22-0.40 KV.DY 11 | EA |  | 120000
1050010009 | TR., 250 KVA. 3 P 22-0.40 KV.DY 11 | EA |  | 179300
1050010010 | TR., 315 KVA. 3 P 22-0.40 KV.DY 11 | EA |  | 408200
1050010011 | TR., 400 KVA. 3 P 22-0.40 KV.DY 11 | EA |  | 521800
1050010012 | TR., 500 KVA. 3 P 22-0.40 KV.DY 11 | EA |  | 625900
1050010013 | TR., 1,000 KVA. 3 P 22-0.40 KV.DY 11 | EA |  | 851800
1050010014 | TR., 1,250 KVA. 3 P 22-0.40 KV.DY 11 | EA |  | 984600
1050010015 | TR., 1,500 KVA. 3 P 22-0.40 KV.DY 11 | EA |  | 1231500
1050010016 | TR., 2,000 KVA. 3 P 22-0.40 KV.DY 11 | EA |  | 1685000
1050010022 | TR.,630 KVA. 3 P 22-0.40 KV. DY11 | EA |  | 649800
1050010024 | TR.,800 KVA. 3 P 22-0.40 KV. DY11 | EA |  | 736000
1050010044 | TR.,2,500 KVA, 3-P, 22-0.4/0.23 KV DYN11 | EA |  | 2101700
1050010050 | TR.,50KVA,3P,22-0.4/0.23KV,DYN11, SC | EA |  | 56180
1050010052 | TR.,100KVA,3P,22-0.4/0.23KV,DYN11, SC | EA |  | 95360
1050010054 | TR.,160KVA,3P,22-0.4/0.23KV,DYN11, SC | EA |  | 98840
1050010056 | TR.,250KVA,3P,22-0.4/0.23KV,DYN11, SC | EA |  | 119600
1050010057 | TR.,315KVA,3P,22-0.4/0.23KV,DYN11, SC | EA |  | 456700
1050010058 | TR.,400KVA,3P,22-0.4/0.23KV,DYN11, SC | EA |  | 599100
1050010059 | TR.,500KVA,3P,22-0.4/0.23KV,DYN11, SC | EA |  | 657200
1050010060 | TR.,630KVA,3P,22-0.4/0.23KV,DYN11, SC | EA |  | 715300
1050010061 | TR.,1000KVA,3P,22-0.4/0.23KV,DYN11, SC | EA |  | 944000
1050010062 | TR.,1250KVA,3P,22-0.4/0.23KV,DYN11, SC | EA |  | 1084800
1050010063 | TR.,1500KVA,3P,22-0.4/0.23KV,DYN11, SC | EA |  | 1311400
1050010064 | TR.,2000KVA,3P,22-0.4/0.23KV,DYN11, SC | EA |  | 1733700
1050010066 | TR.,50KVA,3P,22-0.416/0.24KV,DYN11, SC | EA | 132500 | 132500
1050010067 | TR.,100KVA,3P,22-0.416/0.24KV,DYN11, SC | EA | 199000 | 199000
1050010068 | TR.,160KVA,3P,22-0.416/0.24KV,DYN11, SC | EA | 248000 | 248000
1050010069 | TR.,250KVA,3P,22-0.416/0.24KV,DYN11, SC | EA | 281900 | 281900
1050010070 | TR.,315KVA,3P,22-0.416/0.24KV,DYN11, SC | EA |  | 516300
1050010071 | TR.,400KVA,3P,22-0.416/0.24KV,DYN11, SC | EA |  | 700500
1050010072 | TR.,500KVA,3P,22-0.416/0.24KV,DYN11, SC | EA |  | 738800
1050010073 | TR.,630KVA,3P,22-0.416/0.24KV,DYN11, SC | EA |  | 869700
1050010074 | TR.,800KVA,3P,22-0.416/0.24KV,DYN11, SC | EA |  | 970300
1050010075 | TR.,1000KVA,3P,22-0.416/0.24KV,DYN11, SC | EA |  | 1176100
1050010076 | TR.,1250KVA,3P,22-0.416/0.24KV,DYN11, SC | EA |  | 1384100
1050010077 | TR.,1500KVA,3P,22-0.416/0.24KV,DYN11, SC | EA |  | 1680800
1050010078 | TR.,2000KVA,3P,22-0.416/0.24KV,DYN11, SC | EA |  | 1989000
1050010102 | TR., 50 KVA. 3 P 33-0.40/0.23 KV.DYN 11 | EA |  | 80920
1050010103 | TR., 100 KVA. 3 P 33-0.40/0.23 KV.DYN 11 | EA |  | 96270
1050010104 | TR., 160 KVA. 3 P 33-0.40/0.23 KV.DYN 11 | EA |  | 154600
1050010106 | TR., 250 KVA. 3 P 33-0.40/0.23 KV.DYN 11 | EA |  | 154000
1050010107 | TR.,315 KVA. 3 P 33-0.40/0.23 KV.DYN 11 | EA |  | 426700
1050010108 | TR.,400 KVA. 3 P 33-0.40/0.23 KV.DYN 11 | EA |  | 520100
1050010109 | TR.,500 KVA. 3 P 33-0.40/0.23 KV.DYN 11 | EA |  | 621200
1050010110 | TR.,1,000 KVA. 3 P 33-0.40/0.23 KV.DYN11 | EA |  | 871900
1050010111 | TR.,1,250 KVA. 3 P 33-0.40/0.23 KV.DYN11 | EA |  | 1013300
1050010112 | TR.,1,500 KVA. 3 P 33-0.40/0.23 KV.DYN11 | EA |  | 1269000
1050010113 | TR.,2,000 KVA. 3 P 33-0.40/0.23 KV.DYN11 | EA |  | 1778800
1050010118 | TR., 630 KVA. 3 P 33-0.40/0.23 KV DYN 11 | EA |  | 660200
1050010119 | TR., 800 KVA. 3 P 33-0.40/0.23 KV DYN 11 | EA |  | 757400
1050010120 | TR.,50KVA,3P,33-0.4/0.23KV,DYN11, SC | EA |  | 62000
1050010122 | TR.,100KVA,3P,33-0.4/0.23KV,DYN11, SC | EA |  | 86430
1050010124 | TR.,160KVA,3P,33-0.4/0.23KV,DYN11, SC | EA |  | 128600
1050010126 | TR.,250KVA,3P,33-0.4/0.23KV,DYN11, SC | EA |  | 143000
1050010127 | TR.,315KVA,3P,33-0.4/0.23KV,DYN11, SC | EA |  | 469800
1050010128 | TR.,400KVA,3P,33-0.4/0.23KV,DYN11, SC | EA |  | 590800
1050010129 | TR.,500KVA,3P,33-0.4/0.23KV,DYN11, SC | EA |  | 681200
1050010130 | TR.,630KVA,3P,33-0.4/0.23KV,DYN11, SC | EA |  | 746800
1050010131 | TR.,1000KVA,3P,33-0.4/0.23KV,DYN11, SC | EA |  | 972900
1050010132 | TR.,1250KVA,3P,33-0.4/0.23KV,DYN11, SC | EA |  | 1134000
1050010133 | TR.,1500KVA,3P,33-0.4/0.23KV,DYN11, SC | EA |  | 1350900
1050010134 | TR.,2000KVA,3P,33-0.4/0.23KV,DYN11, SC | EA |  | 1828000
1050010138 | TR.,50KVA,3P,33-0.416/0.24KV,DYN11, SC | EA | 151700 | 151700
1050010139 | TR.,100KVA,3P,33-0.416/0.24KV,DYN11, SC | EA | 202500 | 202500
1050010140 | TR.,160KVA,3P,33-0.416/0.24KV,DYN11, SC | EA | 252500 | 252500
1050010141 | TR.,250KVA,3P,33-0.416/0.24KV,DYN11, SC | EA | 295800 | 295800
1050010142 | TR.,315KVA,3P,33-0.416/0.24KV,DYN11, SC | EA |  | 539100
1050010143 | TR.,400KVA,3P,33-0.416/0.24KV,DYN11, SC | EA |  | 724700
1050010144 | TR.,500KVA,3P,33-0.416/0.24KV,DYN11, SC | EA |  | 769300
1050010145 | TR.,630KVA,3P,33-0.416/0.24KV,DYN11, SC | EA |  | 907000
1050010146 | TR.,800KVA,3P,33-0.416/0.24KV,DYN11, SC | EA |  | 998000
1050010147 | TR.,1000KVA,3P,33-0.416/0.24KV,DYN11, SC | EA |  | 1220900
1050010148 | TR.,1250KVA,3P,33-0.416/0.24KV,DYN11, SC | EA |  | 1428600
1050010149 | TR.,1500KVA,3P,33-0.416/0.24KV,DYN11, SC | EA |  | 1742200
1050010150 | TR.,2000KVA,3P,33-0.416/0.24KV,DYN11, SC | EA |  | 2040300
1050010200 | TR.,SEAL,50 KVA.3 P,22-0.4/0.23 KV.DYN11 | EA |  | 69140
1050010201 | TR.,SEAL,100 KVA,3P,22-0.4/0.23 KV.DYN11 | EA |  | 75240
1050010202 | TR.,SEAL,160 KVA,3P,22-0.4/0.23 KV.DYN11 | EA |  | 173200
1050010203 | TR.,SEAL,250 KVA,3P,22-0.4/0.23 KV.DYN11 | EA |  | 127900
1050010204 | TR.SEAL,250 KVA.3P.22KV.Dyn11.,POLEMOUNT | EA |  | 110000
1050010252 | TR.,SEAL,160 KVA,3P,22-0.4/0.23 KV.YZN11 | EA |  | 105900
1050010300 | TR.,SEAL,50 KVA.3 P,33-0.4/0.23 KV.DYN11 | EA |  | 92140
1050010301 | TR.,SEAL,100 KVA3 P,33-0.4/0.23 KV.DYN11 | EA |  | 88980
1050010302 | TR.,SEAL,160 KVA3 P,33-0.4/0.23 KV.DYN11 | EA |  | 105500
1050010303 | TR.,SEAL,250 KVA3 P,33-0.4/0.23 KV.DYN11 | EA |  | 154300
1050010304 | TR.SEAL,250 KVA.3P.33kV.Dyn11.,POLEMOUNT | EA |  | 164800
1050010351 | TR.,SEAL,100 KVA3 P,33-0.4/0.23 KV.YZN11 | EA |  | 96270
1050010352 | TR.,SEAL,160 KVA3 P,33-0.4/0.23 KV YZN11 | EA |  | 111300
1050010702 | IOT TR, 160KVA 3P 22-0.416KV DYN11 SC | EA | 263800 | 263800
1050010703 | IOT TR, 250KVA 3P 22-0.416KV DYN11 SC | EA | 303400 | 303400
1050010712 | IOT TR, 160KVA 3P 33-0.416KV DYN11 SC | EA | 270600 | 270600
1050010713 | IOT TR, 250KVA 3P 33-0.416KV DYN11 SC | EA | 345800 | 345800
1050010900 | SMART TR. 50KVA 3P 22-0.416KV DYN11 SC | EA |  | 206300
1050010901 | SMART TR. 100KVA 3P 22-0.416KV DYN11 SC | EA |  | 280700
1050010902 | SMART TR. 160KVA 3P 22-0.416KV DYN11 SC | EA |  | 334300
1050010903 | SMART TR. 250KVA 3P 22-0.416KV DYN11 SC | EA |  | 373500
1050010904 | SMART TR. 315KVA 3P 22-0.416KV DYN11 SC | EA |  | 556400
1050010905 | SMART TR. 400KVA 3P 22-0.416KV DYN11 SC | EA |  | 652700
1050010906 | SMART TR. 500KVA 3P 22-0.416KV DYN11 SC | EA |  | 781100
1050010907 | SMART TR. 630KVA 3P 22-0.416KV DYN11 SC | EA |  | 925600
1050010908 | SMART TR. 800KVA 3P 22-0.416KV DYN11 SC | EA |  | 988500
1050010909 | SMART TR. 1000KVA 3P 22-0.416KV DYN11 SC | EA |  | 1219800
1050010910 | SMART TR. 50KVA 3P 33-0.416KV DYN11 SC | EA |  | 228100
1050010911 | SMART TR. 100KVA 3P 33-0.416KV DYN11 SC | EA |  | 286700
1050010912 | SMART TR. 160KVA 3P 33-0.416KV DYN11 SC | EA |  | 339000
1050010913 | SMART TR. 250KVA 3P 33-0.416KV DYN11 SC | EA |  | 407100
1050010914 | SMART TR. 315KVA 3P 33-0.416KV DYN11 SC | EA |  | 610500
1050010915 | SMART TR. 400KVA 3P 33-0.416KV DYN11 SC | EA |  | 663400
1050010916 | SMART TR. 500KVA 3P 33-0.416KV DYN11 SC | EA |  | 802500
1050010917 | SMART TR. 630KVA 3P 33-0.416KV DYN11 SC | EA |  | 952300
1050010918 | SMART TR. 800KVA 3P 33-0.416KV DYN11 SC | EA |  | 1046000
1050010919 | SMART TR. 1000KVA 3P 33-0.416KV DYN11 SC | EA |  | 1251900
1050030002 | AVR,22 KV. 300 A. | EA |  | 10100000
1050030003 | AVR,22 KV. 400 A. | EA |  | 11270000
1050030101 | VOLTAGE-REGURATOR,33 KV.300 A. | EA |  | 6675000
1050040001 | CAPACITOR,1 P,INDOOR 230 V. 5 KVAR. | EA |  | 1674
1050040002 | CAPACITOR,1 P,INDOOR 230 V. 7.5 KVAR. | EA |  | 2055
1050040003 | CAPACITOR,1 P,INDOOR 230 V. 10 KVAR. | EA |  | 2123
1050040004 | CAPACITOR,1 P,INDOOR 230 V. 12.5 KVAR. | EA |  | 2644
1050040005 | CAPACITOR,1 P,INDOOR 230 V. 15 KVAR. | EA |  | 2985
1050040006 | CAPACITOR,1 P,OUTDOOR 230 V. 10 KVAR. | EA |  | 1885
1050040007 | CAPACITOR,1 P,OUTDOOR 230 V. 15 KVAR. | EA |  | 10230
1050040008 | CAPACITOR, 1 P,OUTDOOR 230 V. 5 KVAR | EA |  | 1730
1050040100 | CAPACITOR,3 P,INDOOR 400 V. 5 KVAR. | EA |  | 1046
1050040101 | CAPACITOR,3 P,INDOOR 400 V. 10 KVAR. | EA |  | 1177
1050040102 | CAPACITOR,3 P,INDOOR 400 V. 20 KVAR. | EA |  | 2045
1050040104 | CAPACITOR,3 P,INDOOR 400 V. 45 KVAR. | EA |  | 3462
1050040200 | CAPACITOR,3 P,OUTDOOR 400 V. 5 KVAR. | EA |  | 1528
1050040201 | CAPACITOR,3 P,OUTDOOR 400 V. 10 KVAR. | EA |  | 1882
1050040202 | CAPACITOR,3 P,OUTDOOR 400 V. 20 KVAR. | EA |  | 1927
1050040203 | CAPACITOR,3 P,OUTDOOR 400 V. 30 KVAR. | EA |  | 7150
1050040204 | CAPACITOR,3 P,OUTDOOR 400 V. 45 KVAR. | EA |  | 6777
1050040205 | CAPACITOR,3 P,OUTDOOR 400 V. 75 KVAR. | EA |  | 6047
1050050000 | CAPACITOR,1P,2BUSHING,O/D12.7KV.100KVAR. | EA | 9530 | 11310
1050050100 | CAPACITOR,1P,O/D 33GRDY/19 KV. 100 KVAR. | EA | 8047 | 10620
1050059809 | CAPACITOR,1P,2BUSHING,O/D 12.7KV50 KVAR. | EA |  | 15000
1050100002 | STEEL BRACKET | EA | 40.7 | 40.5
1050100003 | BRACKET,ST.,FOR TR. SECONDARY LEAD | EA | 53 | 53
1050110000 | HANGER,CAPACITOR,11-33 KV. 1X3 SETS | EA |  | 1989
1050110001 | HANGER,CAPACITOR,11-33 KV. 1X6 SETS | EA | 2699 | 2699
1050110002 | HANGER,CAPACITOR,11-33 KV. 1X15 SETS | EA |  | 29940
1060020000 | VT,1P, O/D, 22KV/110 V. CL 0.5,25 VA. | EA |  | 12680
1060020005 | VT, 1 P,DRY TYPE,O/D, 22KV/110 V,300 VA | EA |  | 17950
1060020006 | VT, 1 P, O/D, 22,000/230 V., 5 KVA. | EA |  | 18000
1060020007 | VT,1 P,O/D, 22 KV./110 V.CL. 0.5,50 VA. | EA | 13780 | 13780
1060020100 | VT,1 P O/D,33,000/110 V.CL0.5, 25 VA. | EA |  | 15780
1060020104 | VT, 1 P, O/D, 33,000/230 V., 5 KVA. | EA |  | 19240
1060020105 | VT,1 P,O/D, 33 KV./110 V.CL. 0.5,50 VA. | EA | 17140 | 17210
1060020150 | VT3P, O/D,33000/110 V10VA.,-220V.500VA. | EA |  | 35650
1060030000 | CT,L.T., 50/5 A.CL 0.5, 5 VA. | EA |  | 700
1060030001 | CT, L.T., 100/5 A.CL 0.5, 5 VA. | EA |  | 542
1060030002 | CT,L.T., 200/5 A.CL 0.5, 5 VA. | EA |  | 700
1060030003 | CT,L.T., 250/5 A.CL 0.5, 5 VA. | EA | 578 | 578
1060030005 | CT,L.T., 400/5 A.CL 0.5, 5 VA. | EA | 646 | 646
1060030100 | CT,O/D,L.T., 150/5 A.CL 0.5, 5 VA. | EA | 651 | 651
1060030101 | CT,O/D,L.T.,500-1,000/5 A.CL 0.5,5 VA | EA |  | 700
1060030104 | CT,O/D,L.T.,800-1,600/5 A.CL 0.5,5 VA | EA |  | 700
1060040000 | CT,O/D,22 KV., 5/5 A.CL 0.5, 10 VA. | EA |  | 10000
1060040001 | CT,O/D,22 KV., 10/5 A.CL 0.5, 10 VA. | EA |  | 10110
1060040002 | CT,O/D,22 KV., 20/5 A.CL 0.5, 10 VA. | EA |  | 9000
1060040003 | CT,O/D,22 KV., 30/5 A.CL 0.5, 10 VA. | EA |  | 7910
1060040004 | CT,O/D,22 KV., 50/5 A.CL 0.5, 10 VA. | EA |  | 9085
1060040005 | CT,O/D,22 KV., 75/5 A.CL 0.5, 10 VA. | EA |  | 9100
1060040006 | CT,O/D,22 KV., 100/5 A.CL 0.5, 10 VA. | EA |  | 8048
1060040007 | CT,O/D,22 KV., 150/5 A.CL 0.5, 10 VA. | EA |  | 8500
1060040008 | CT,O/D,22 KV., 200/5 A.CL 0.5, 10 VA. | EA |  | 9269
1060040009 | CT,O/D,22 KV., 300/5 A.CL 0.5, 10 VA. | EA |  | 8300
1060040010 | CT,O/D,22 KV., 400/5 A.CL 0.5, 10 VA. | EA |  | 8505
1060040011 | CT,O/D,22 KV., 500/5 A.CL 0.5, 10 VA. | EA |  | 8294
1060040012 | CT,O/D,22 KV., 50-100/5 A.CL 0.5,10 VA. | EA |  | 14500
1060040013 | CT,O/D,22 KV., 75-150/5 A.CL 0.5,10 VA. | EA |  | 14500
1060040017 | CT,O/D,22 KV., 600/5 A. CALSS 0.5,10 VA | EA |  | 8221
1060040019 | CT,O/D, 22 KV.10/5 A.CL.0.5, 30 VA. | EA | 10440 | 10440
1060040020 | CT,O/D, 22 KV.20/5 A.CL.0.5, 30 VA. | EA | 10450 | 10450
1060040021 | CT,O/D, 22 KV.30/5 A.CL.0.5, 30 VA. | EA | 10460 | 10460
1060040022 | CT,O/D, 22 KV.50/5 A.CL.0.5, 30 VA. | EA | 10480 | 10480
1060040023 | CT,O/D, 22 KV.75/5 A.CL.0.5, 30 VA. | EA | 10560 | 10560
1060040024 | CT,O/D, 22 KV.100/5 A.CL.0.5, 30 VA. | EA | 10600 | 10600
1060040025 | CT,O/D,22 KV.150/5 A.CL.0.5, 30 VA. | EA | 10780 | 10840
1060040026 | CT,O/D,22 KV.200/5 A.CL.0.5, 30 VA. | EA | 10910 | 11510
1060040027 | CT,O/D,22 KV.300/5 A.CL.0.5, 30 VA. | EA | 11140 | 12100
1060040028 | CT,O/D,22 KV.400/5 A.CL.0.5, 30 VA. | EA | 11370 | 12430
1060040029 | CT,O/D 22 KV. 500/5 A. CL.05, 30 VA. | EA | 11660 | 12750
1060040030 | CT,O/D 22 KV. 600/5 A. CL.05, 30 VA. | EA | 11890 | 12640
1060040100 | CT,O/D,33 KV., 5/5 A.CL 0.5, 10 VA. | EA |  | 15300
1060040101 | CT,O/D,33 KV., 10/5 A.CL 0.5, 10 VA. | EA |  | 18690
1060040102 | CT,O/D,33 KV., 20/5 A.CL 0.5, 10 VA. | EA |  | 14960
1060040103 | CT,O/D,33 KV., 30/5 A.CL 0.5, 10 VA. | EA |  | 11170
1060040104 | CT,O/D,33 KV., 50/5 A.CL 0.5, 10 VA. | EA |  | 11910
1060040105 | CT,O/D,33 KV., 75/5 A.CL 0.5, 10 VA. | EA |  | 12450
1060040106 | CT,O/D,33 KV., 100/5 A.CL 0.5, 10 VA. | EA |  | 12420
1060040107 | CT,O/D,33 KV., 150/5 A.CL 0.5, 10 VA. | EA |  | 12420
1060040108 | CT,O/D,33 KV., 200/5 A.CL 0.5, 10 VA. | EA |  | 12420
1060040109 | CT,O/D,33 KV., 300/5 A.CL 0.5, 10 VA. | EA |  | 12420
1060040110 | CT,O/D,33 KV., 400/5 A.CL 0.5, 10 VA. | EA |  | 13250
1060040112 | CT,O/D 33KV. 10/5 A.CL. 0.5 30 VA. | EA | 15690 | 15690
1060040113 | CT,O/D 33KV. 20/5 A.CL. 0.5 30 VA. | EA | 15700 | 15700
1060040114 | CT,O/D 33KV. 30/5 A.CL. 0.5 30 VA. | EA | 15700 | 15830
1060040115 | CT,O/D 33KV. 50/5 A.CL. 0.5 30 VA. | EA | 15710 | 15710
1060040116 | CT,O/D 33KV. 75/5 A.CL. 0.5 30 VA. | EA | 15740 | 15740
1060040117 | CT,O/D 33KV. 100/5 A.CL. 0.5 30 VA. | EA | 15760 | 16040
1060040118 | CT,O/D 33KV. 150/5 A.CL. 0.5 30 VA. | EA | 15810 | 16000
1060040119 | CT,O/D 33KV. 200/5 A.CL. 0.5 30 VA. | EA | 15840 | 16660
1060040120 | CT,O/D 33KV. 300/5 A.CL. 0.5 30 VA. | EA | 16640 | 16640
1060040121 | CT,O/D 33KV. 400/5 A.CL. 0.5 30 VA. | EA | 16740 | 16740
1060050000 | METER,WATTHOUR,1 P,2 W 3(9)A.,O/D | EA |  | 693
1060050001 | METER,WATTHOUR,1 P,2 W 5(15)A.,O/D | EA |  | 311
1060050002 | METER,WATTHOUR,1 P,2 W 10(30)A.,O/D | EA |  | 693
1060050003 | METER,WATTHOUR,1 P,2 W 20(40)A.,O/D | EA |  | 750
1060050005 | METER,WATTHOUR,1 P,2 W 30(60)A.,O/D | EA |  | 930
1060050007 | METER,WATTHOUR,1 P,2 W 50(100)A.,O/D | EA |  | 1205
1060050009 | METER,WATTHOUR 1 P, 2 W 15(45) A. O/Dm | EA |  | 541
1060050010 | METER,WATTHOUR 1 P, 2 W 30(100)A. O/D | EA |  | 1161
1060050011 | METER,WATTHOUR,1P,2W 5(15) A.,CUSTOMER'S | EA |  | 307
1060050012 | METER (E) WATTHOUR 1P 5(15)A O/D W/O ANT | EA |  | 518
1060050013 | METER(E) WATTHOUR 1P 15(45)A O/D W/O ANT | EA |  | 545
1060050014 | METER(E)WATTHOUR 1P 30(100)A O/D W/O ANT | EA |  | 1268
1060050015 | METER (E) WATTHOUR 1P 5(15)A O/D | EA |  | 536
1060050016 | METER (E) WATTHOUR 1P 15(45)A O/D ANT | EA |  | 551
1060050019 | METER (E) WATTHOUR 1P 5(100) A O/D BLE | EA | 435 | 435
1060050100 | METER,WATTHOUR,3P,3 WIRE 100 OR110 V.5A. | EA |  | 4730
1060050102 | METER,WATTHOUR,3 P,4 W 380/220 V. 10 A. | EA |  | 1764
1060050103 | METER,WATTHOUR,3P,4 W380/220 V.20(40) A. | EA |  | 1764
1060050107 | METER,WATTHOUR 3P 4 W 380/220 V.15(45)A. | EA |  | 1264
1060050108 | METER,WATTHOUR 3P 4W 380/220 V.30(100)A. | EA |  | 1701
1060050111 | METER (E) WATTHOUR 3P 5(100) A O/D BLE | EA | 1395 | 1395
1060060300 | DEMAND METER,CUMU.,110 V. 5 A(CT.,PT.) | EA |  | 4477
1060060301 | DEMAND METER,CUMU.,380/220 V. 5 A.(CT.) | EA |  | 5897
1060060302 | DEMAND METER,CUMU.,380/220 V. 50 A. | EA |  | 10150
1060060304 | DEMAND METER,CUMU.,110/64 V 5 A(CT.,PT.) | EA |  | 10150
1060070400 | METER,VAR-HOUR,3 P,3 W 110 V. 5 A. | EA |  | 4306
1060070500 | METER,WATTHOUR,TRANS,3 P 3 W,110 V. 5 A. | EA |  | 12500
1060070501 | METER,VAR-HOUR,TRANS,3 P 3 W 110 V. 5 A. | EA |  | 17960
1060070502 | METER,TOU 3 P 3 W 110 V. 5 A. | EA |  | 8073
1060070503 | METER,TOU 3 P 4 W 110/64 V.5 A. | EA |  | 10240
1060070504 | MEASURING UNIT READER,T.O.U.METER | EA |  | 83210
1060070505 | TELECOUNTING INSTRUMENT | EA |  | 384700
1060070507 | METER, TOU 3 P 4 W 380/220 V. 5 A. | EA |  | 6043
1060070509 | METER, TOU 3-P 4-W 380/220 V. 10(100) A. | EA |  | 5944
1060070510 | METER, TOU 1-P 2-W 220 V. 10(100) A. | EA |  | 7691
1060070511 | GSM/GPRS MODEM,FOR CONNECTING TOU. METER | EA | 4689 | 4750
1060070512 | METER, TOU,3P 3W 110V 5 A (AMR) | EA |  | 6049
1060070513 | METER, TOU,3P 4W 63.5/110V 5 A (AMR) | EA |  | 12210
1060070514 | METER, TOU,3P 4W 220/380V 5(6) A(AMR) | EA |  | 5384
1060070515 | METER TOU,3P 4W 220/380 V 10(100) A(AMR) | EA |  | 6272
1060070516 | METER TOU,1P 2W 220 V 10(100) A(AMR) | EA |  | 6095
1060070518 | METER.AMR3P3W110V5A (FUNC) | EA | 6074 | 6224
1060070519 | METER.AMR3P4W 63.5/110V 5A (FUNC) | EA | 16450 | 17050
1060070520 | METER.AMR 3P4W 220/380V 5A (FUNC) | EA | 6074 | 6256
1060070700 | METER SMART 1P 2W 230V 5(45)A PLC | EA | 1950 | 2003
1060070701 | METER SMART 1P 2W 230V 5(45)A RF | EA |  | 2000
1060070702 | METER SMART 1P 2W 230V 5(45)A GPRS | EA |  | 2300
1060070703 | METER SMART 1P 2W 230V 5(100)A PLC | EA | 2333 | 2383
1060070704 | METER SMART 1P 2W 230V 5(100)A RF | EA |  | 2100
1060070705 | METER SMART 1P 2W 230V 5(100)A GPRS | EA |  | 2400
1060070706 | METER SMART 3P 4W 230/400V 5(45)A PLC | EA | 2573 | 2839
1060070707 | METER SMART 3P 4W 230/400V 5(45)A RF | EA |  | 3400
1060070708 | METER SMART 3P 4W 230/400V 5(45)A GPRS | EA |  | 3700
1060070709 | METER SMART 3P 4W 230/400V 5(100)A PLC | EA | 3034 | 3034
1060070710 | METER SMART 3P 4W 230/400V 5(100)A RF | EA |  | 3400
1060070711 | METER SMART 3P 4W 230/400V 5(100)A GPRS | EA |  | 3700
1060070712 | METER SMART 3P 4W 230/400V 5(6)A RF | EA |  | 3600
1060070713 | METER SMART 3P 4W 230/400V 5(6)A GPRS | EA | 2122 | 2379
1060070714 | METER SMART 3P 4W 66.4/115V 5(6)A RF | EA |  | 3800
1060070715 | METER SMART 3P 4W 66.4/115V 5(6)A GPRS | EA |  | 3950
1060070716 | METER SMART 3P 3W 3x110V 5(6)A RF | EA |  | 3800
1060070717 | METER SMART 3P 3W 3x110V 5(6)A GPRS | EA | 3879 | 3879
1060070718 | DCU for AMI with PLC | EA |  | 12000
1060070719 | DCU for AMI with RF | EA |  | 12000
1060100000 | CABLE PLATE, SIZE 2X20X20 CM. | EA | 31.8 | 31.8
1060100001 | METER PLATE, SIZE 2X20X60 CM. | EA | 95.3 | 95.3
1060100002 | METER PLATE, SIZE 2X20X120 CM. | EA | 191 | 191
1060100003 | METER PLATE, SIZE 2X20X30 CM. | EA |  | 88
1060100004 | SEALING LEAD FOR WATTHOUR METER | EA |  | 168
1060100005 | SEALING WIRE | EA |  | 1.62
1060100006 | AL CABINET,O/D,FOR 3 P WATTHOUR METER | EA |  | 1053
1060100007 | AL CABINET,O/D,FOR 3 P DEMAND METER | EA |  | 820
1060100008 | ST. CABINET,WATTHOUR METER WITH L.T.,CT | EA | 891 | 1135
1060100009 | ST. CABINET,OUTDOOR,FOR TOU METER | EA |  | 1380
1060100011 | ST. CABINET,O/D,TELECOUNTING INSTRUMENT | EA |  | 6875
1060100012 | PLIERS,FOR METER'S SEALING LEAD | EA |  | 547
1060100013 | BAG,LEATHER,FOR PLIERS | EA |  | 442
1060100014 | AL PLATE, SIZE 0.5 X 15 X 100 MM. | EA | 0.63 | 0.85
1060100015 | SECURITY SEALS, O/D | KG |  | 5.5
1060100016 | AL.CABINET,O/D,TOU AMR(H.V.CT.) | EA |  | 2702
1060100017 | ST.CABINET,O/D,TOU AMR WITH L.V.CT. | EA |  | 2942
1060100019 | SECURITY SEALS. O/D | EA |  | 3.17
1060100020 | AL. CABINET, O/D 3P WATTHOUR&TOU METER | EA | 1214 | 1214
1060100021 | ลวดร้อยตราตะกั่ว | M | 2.45 | 2.45
1060100022 | SEALING LEAD FOR WATTHOUR METER | KG | 252 | 252
1060110000 | JUNCTION BOX, FOR 115 KV CT | EA |  | 61680
1070010005 | SET OF LUMINAIRE,2X36 W,LOW LOSS BALLAST | EA |  | 3795
1070010104 | POST TOP LUMINAIRE, MERCURY,1X125 WATTS | EA |  | 4374
1070010107 | SET OF LUMINAIRE,MERCURY,TYPE3,1X80WATTS | EA |  | 3748
1070010301 | STREET LIGHTING SET,H SODIUM,1X70 W ACC. | EA |  | 3130
1070010400 | STREET LIGHTING SET,LED, 20 W, ACC. | EA |  | 4445
1070010401 | STREET LIGHTING SET,LED G13,2X20 W,ACC | EA |  | 3783
1070010504 | LED STREET LIGHT 13200 lm, 94W, POLE 7m | EA |  | 11500
1070020020 | LAMP,HIGH PRESSURE SODIUM, 70 WATTS | EA |  | 439
1070030000 | FUSE,FITTING FOR D-CARTRIDGE,500 V. 25 A | EA |  | 113
1070030100 | FUSE LINK,D TYPE,500 V. 2 A. | EA |  | 36.4
1070030201 | TIME SWITCH,1 CIRCUIT,O/D FOR 220 V 20 A | EA |  | 2000
1070030202 | TIME SWITCH,1 CIRCUIT,O/D FOR 220 V 30 A | EA |  | 2150
1070030204 | TIME SWITCH,1 CIRCUIT,O/D FOR 220 V 40 A | EA |  | 2300
1070030208 | TIME SWITCH,3 P 4 W 380/220 V. 5 A. | EA |  | 3900
1070030209 | PHOTOELECTRIC CONTROLS SET, 30 A,ACC. | EA |  | 2737
1070030210 | PHOTOELECTRIC CONTROLS,O/D,500 WATTS | EA |  | 296
1080040001 | CONDUIT,PVC,RIGID, 20X2500 MM.TIS.216 | EA | 22.8 | 22.8
1080040002 | CONDUIT,PVC,RIGID, 20X4000 MM.TIS.216 | EA |  | 51.7
1080040003 | CONDUIT,PVC,RIGID, 65X1000 MM.TIS.216 | EA | 58.5 | 60.5
1080040005 | CONDUIT,PVC,RIGID, 20X2,000 MM. TIS.216 | EA | 19.5 | 20.2
1080040006 | CONDUIT,PVC,RIGID, 40X200 MM. TIS.216 | EA | 8.68 | 9.43
1080050013 | CONDUIT, HDPE PN 6.3 , 160 MM. TIS.982 | EA |  | 3770
1080050800 | CABLE TRAY FOR LAYING TELECOM CABLE | PAK |  | 2366
1080060000 | SOLAR PV PANEL, 480 W | EA |  | 6377
1080060101 | STRUCTURE,ROOFTOP SOLAR,3kW,C-PAC | EA |  | 5478
1080060102 | STRUCTURE,ROOFTOP SOLAR,3kW,FLAT SLAP | EA |  | 21670
1080060103 | STRUCTURE,ROOFTOP SOLAR,3kW,METAL SHEET | EA |  | 4745
1080060104 | STRUCTURE,ROOFTOP SOLAR,3kW,CORRUGATED | EA |  | 4220
1080060105 | STRUCTURE,ROOFTOP SOLAR,5kW,C-PAC | EA |  | 9003
1080060106 | STRUCTURE,ROOFTOP SOLAR,5kW,FLAT SLAP | EA |  | 36380
1080060107 | STRUCTURE,ROOFTOP SOLAR,5kW,METAL SHEET | EA |  | 7786
1080060108 | STRUCTURE,ROOFTOP SOLAR,5kW,CORRUGATED | EA |  | 6910
1080060109 | STRUCTURE,ROOFTOP SOLAR,10kW,C-PAC | EA |  | 16920
1080060110 | STRUCTURE,ROOFTOP SOLAR,10kW,FLAT SLAP | EA |  | 68060
1080060111 | STRUCTURE,ROOFTOP SOLAR,10kW,METAL SHEET | EA |  | 14250
1080060112 | STRUCTURE,ROOFTOP SOLAR,10kW,CORRUGATED | EA |  | 12590
1080060200 | GRID CONNECTED INVERTER, 1P, 3 kW | EA |  | 26250
1080060201 | GRID CONNECTED INVERTER, 1P, 5 kW | EA |  | 38000
1080060202 | GRID CONNECTED INVERTER, 3P, 10 kW | EA |  | 58050
1080060203 | GRID CONNECTED INVERTER, 3P, 5 kW | EA |  | 39380
1090250035 | STRAIN CLAMP STRAIGHT COVERS | EA |  | 570
1090250036 | SPLICING SLEEVE TENSION COVERS | EA |  | 391
1090250037 | SPLICING SLEEVE TENSIONLESS COVERS | EA |  | 327
1090250038 | TRANSFORMER BUSHING COVERS | EA |  | 294
1090250039 | VOLTAGE TRANSFORMER BUSHING COVERS | EA |  | 280
1090250040 | DROPOUT FUSE CUTOUT COVERS | EA |  | 670
1090250041 | LIGHTNING ARRESTER COVERS | EA |  | 110
9010010001 | DUCT BANK, SIZE 1X2 HDPE,160 MM. PN.6.3 | M |  | 2101
9010010002 | DUCT BANK, SIZE 1X3 HDPE,160 MM. PN.6.3 | M |  | 2790
9010010003 | DUCT BANK, SIZE 1X4 HDPE,160 MM. PN.6.3 | M |  | 3494
9010010004 | DUCT BANK, SIZE 1X5 HDPE,160 MM. PN.6.3 | M |  | 4183
9010010005 | DUCT BANK, SIZE 1X6 HDPE,160 MM. PN.6.3 | M |  | 4886
9010010006 | DUCT BANK, SIZE 2X1 HDPE,160 MM. PN.6.3 | M |  | 2038
9010010007 | DUCT BANK, SIZE 2X2 HDPE,160 MM. PN.6.3 | M |  | 3264
9010010008 | DUCT BANK, SIZE 2X3 HDPE,160 MM. PN.6.3 | M |  | 4496
9010010009 | DUCT BANK, SIZE 2X4 HDPE,160 MM. PN.6.3 | M |  | 5724
9010010010 | DUCT BANK, SIZE 2X5 HDPE,160 MM. PN.6.3 | M |  | 6953
9010010011 | DUCT BANK, SIZE 2X6 HDPE,160 MM. PN.6.3 | M |  | 8179
9010010012 | DUCT BANK, SIZE 3X1 HDPE,160 MM. PN.6.3 | M |  | 2666
9010010013 | DUCT BANK, SIZE 3X2 HDPE,160 MM. PN.6.3 | M |  | 4435
9010010014 | DUCT BANK, SIZE 3X3 HDPE,160 MM. PN.6.3 | M |  | 6189
9010010015 | DUCT BANK, SIZE 3X4 HDPE,160 MM. PN.6.3 | M |  | 7955
9010010016 | DUCT BANK, SIZE 3X5 HDPE,160 MM. PN.6.3 | M |  | 9709
9010010017 | DUCT BANK, SIZE 3X6 HDPE,160 MM. PN.6.3 | M |  | 11480
9010010018 | DUCT BANK, SIZE 4X1 HDPE,160 MM. PN.6.3 | M |  | 3309
9010010019 | DUCT BANK, SIZE 4X2 HDPE,160 MM. PN.6.3 | M |  | 5600
9010010020 | DUCT BANK, SIZE 4X3 HDPE,160 MM. PN.6.3 | M |  | 7892
9010010021 | DUCT BANK, SIZE 4X4 HDPE,160 MM. PN.6.3 | M |  | 10180
9010010022 | DUCT BANK, SIZE 4X5 HDPE,160 MM. PN.6.3 | M |  | 12480
9010010023 | DUCT BANK, SIZE 4X6 HDPE,160 MM. PN.6.3 | M |  | 14650
9010010024 | DUCT BANK, SIZE 5X1 HDPE,160 MM. PN.6.3 | M |  | 3937
9010010025 | DUCT BANK, SIZE 5X2 HDPE,160 MM. PN.6.3 | M |  | 6768
9010010026 | DUCT BANK, SIZE 5X3 HDPE,160 MM. PN.6.3 | M |  | 9585
9010010027 | DUCT BANK, SIZE 5X4 HDPE,160 MM. PN.6.3 | M |  | 12420
9010010028 | DUCT BANK, SIZE 5X5 HDPE,160 MM. PN.6.3 | M |  | 15230
9010010029 | DUCT BANK, SIZE 5X6 HDPE,160 MM. PN.6.3 | M |  | 18060
9010010030 | DUCT BANK, SIZE 6X1 HDPE,160 MM. PN.6.3 | M |  | 4578
9010010031 | DUCT BANK, SIZE 6X2 HDPE,160 MM. PN.6.3 | M |  | 7934
9010010032 | DUCT BANK, SIZE 6X3 HDPE,160 MM. PN.6.3 | M |  | 11290
9010010033 | DUCT BANK, SIZE 6X4 HDPE,160 MM. PN.6.3 | M |  | 14640
9010010034 | DUCT BANK, SIZE 6X5 HDPE,160 MM. PN.6.3 | M |  | 18000
9010010035 | DUCT BANK, SIZE 6X6 HDPE,160 MM. PN.6.3 | M |  | 21350
9010020001 | DUCT BANK, SIZE 1X2 HDPE,200 MM. PN.6.3 | M |  | 2440
9010020002 | DUCT BANK, SIZE 1X3 HDPE,200 MM. PN.6.3 | M |  | 3281
9010020003 | DUCT BANK, SIZE 1X4 HDPE,200 MM. PN.6.3 | M |  | 4117
9010020004 | DUCT BANK, SIZE 1X5 HDPE,200 MM. PN.6.3 | M |  | 4964
9010020005 | DUCT BANK, SIZE 1X6 HDPE,200 MM. PN.6.3 | M |  | 5770
9010020006 | DUCT BANK, SIZE 2X1 HDPE,200 MM. PN.6.3 | M |  | 2374
9010020007 | DUCT BANK, SIZE 2X2 HDPE,200 MM. PN.6.3 | M |  | 3870
9010020008 | DUCT BANK, SIZE 2X3 HDPE,200 MM. PN.6.3 | M |  | 5369
9010020009 | DUCT BANK, SIZE 2X4 HDPE,200 MM. PN.6.3 | M |  | 6865
9010020010 | DUCT BANK, SIZE 2X5 HDPE,200 MM. PN.6.3 | M |  | 8362
9010020011 | DUCT BANK, SIZE 2X6 HDPE,200 MM. PN.6.3 | M |  | 9858
9010020012 | DUCT BANK, SIZE 3X1 HDPE,200 MM. PN.6.3 | M |  | 3160
9010020013 | DUCT BANK, SIZE 3X2 HDPE,200 MM. PN.6.3 | M |  | 5306
9010020014 | DUCT BANK, SIZE 3X3 HDPE,200 MM. PN.6.3 | M |  | 7465
9010020015 | DUCT BANK, SIZE 3X4 HDPE,200 MM. PN.6.3 | M |  | 9610
9010020016 | DUCT BANK, SIZE 3X5 HDPE,200 MM. PN.6.3 | M |  | 11770
9010020017 | DUCT BANK, SIZE 3X6 HDPE,200 MM. PN.6.3 | M |  | 13920
9010020018 | DUCT BANK, SIZE 4X1 HDPE,200 MM. PN.6.3 | M |  | 3935
9010020019 | DUCT BANK, SIZE 4X2 HDPE,200 MM. PN.6.3 | M |  | 6742
9010020020 | DUCT BANK, SIZE 4X3 HDPE,200 MM. PN.6.3 | M |  | 9550
9010020021 | DUCT BANK, SIZE 4X4 HDPE,200 MM. PN.6.3 | M |  | 12360
9010020022 | DUCT BANK, SIZE 4X5 HDPE,200 MM. PN.6.3 | M |  | 15170
9010020023 | DUCT BANK, SIZE 4X6 HDPE,200 MM. PN.6.3 | M |  | 17970
9010020024 | DUCT BANK, SIZE 5X1 HDPE,200 MM. PN.6.3 | M |  | 4718
9010020025 | DUCT BANK, SIZE 5X2 HDPE,200 MM. PN.6.3 | M |  | 8177
9010020026 | DUCT BANK, SIZE 5X3 HDPE,200 MM. PN.6.3 | M |  | 11650
9010020027 | DUCT BANK, SIZE 5X4 HDPE,200 MM. PN.6.3 | M |  | 15100
9010020028 | DUCT BANK, SIZE 5X5 HDPE,200 MM. PN.6.3 | M |  | 18570
9010020029 | DUCT BANK, SIZE 5X6 HDPE,200 MM. PN.6.3 | M |  | 22030
9010020030 | DUCT BANK, SIZE 6X1 HDPE,200 MM. PN.6.3 | M |  | 5492
9010020031 | DUCT BANK, SIZE 6X2 HDPE,200 MM. PN.6.3 | M |  | 9613
9010020032 | DUCT BANK, SIZE 6X3 HDPE,200 MM. PN.6.3 | M |  | 13730
9010020033 | DUCT BANK, SIZE 6X4 HDPE,200 MM. PN.6.3 | M |  | 17850
9010020034 | DUCT BANK, SIZE 6X5 HDPE,200 MM. PN.6.3 | M |  | 21970
9010020035 | DUCT BANK, SIZE 6X6 HDPE,200 MM. PN.6.3 | M |  | 26090
9010030001 | CABLE TRENCH TYPE A SIZE 0.80 M. | M |  | 2906
9010030002 | CABLE TRENCH TYPE A SIZE 1.00 M. | M |  | 3385
9010030003 | CABLE TRENCH TYPE A SIZE 1.20 M. | M |  | 3870
9010030004 | CABLE TRENCH TYPE A SIZE 1.50 M. | M |  | 5318
9010030005 | CABLE TRENCH TYPE A SIZE 2.00 M. | M |  | 6683
9010030006 | CABLE TRENCH TYPE A SIZE 0.80 M. L-SHAPE | M |  | 2984
9010030007 | CABLE TRENCH TYPE A SIZE 1.00 M. L-SHAPE | M |  | 4142
9010030008 | CABLE TRENCH TYPE A SIZE 1.20 M. L-SHAPE | M |  | 5474
9010030009 | CABLE TRENCH TYPE A SIZE 1.50 M. L-SHAPE | M |  | 8604
9010030010 | CABLE TRENCH TYPE A SIZE 2.00 M. L-SHAPE | M |  | 14540
9010030011 | CABLE TRENCH TYPE A SIZE 0.80 M. T-SHAPE | M |  | 3284
9010030012 | CABLE TRENCH TYPE A SIZE 1.00 M. T-SHAPE | M |  | 4342
9010030013 | CABLE TRENCH TYPE A SIZE 1.20 M. T-SHAPE | M |  | 5856
9010030014 | CABLE TRENCH TYPE A SIZE 1.50 M. T-SHAPE | M |  | 8676
9010030015 | CABLE TRENCH TYPE A SIZE 2.00 M. T-SHAPE | M |  | 14020
9010030016 | CABLE TRENCH TYPE B SIZE 0.80 M. PIPE | M |  | 10020
9010030017 | CABLE TRENCH TYPE B SIZE 1.00 M. PIPE | M |  | 11440
9010030018 | CABLE TRENCH TYPE B SIZE 1.20 M. PIPE | M |  | 14350
9010030019 | CABLE TRENCH TYPE B SIZE 1.50 M. PIPE | M |  | 16740
9010030020 | CABLE TRENCH TYPE B SIZE 2.00 M. PIPE | M |  | 20770
9010040001 | CABLE,CU,DOUBLE CORE, NYY 6 SQ.MM. | M |  | 62.2
9010040002 | CABLE,CU,DOUBLE CORE, NYY 16 SQ.MM. | M |  | 125
9010040003 | CABLE,AL,CU.COMPACT.PVC.750V.< 25 SQ.MM. | M |  | 12
9010040004 | CABLE,CU,DOUBLE CORE,NYY 25 SQ.MM | M |  | 184
9010040005 | CABLE,UNDERGROUND 1X95 SQ.MM | M |  | 232
9010040006 | CABLE MARKER | EA |  | 200
9010040007 | CABLE GRIP, 3 INCH | EA |  | 3800
9010040008 | CABLE BREAKOUTS, 185-300 SQ.MM. | PAK |  | 1480
9010040009 | CABLE GRIP,FOR 3X120 SQ.MM.CABLE | EA |  | 6200
9010040010 | CABLE GRIP,1.5 INCH | EA |  | 2400
9010040011 | CABLE GRIP 70 SQ.MM | EA |  | 4200
9010040012 | CABI.LT METER GROUND | PAK |  | 5234
9010040013 | CAB. LUG COMPRESS.FOR CU.CAB.35SQ.MM. | EA |  | 200
9010040014 | CAB. LUG COMPRESS.,FOR CU. CAB.50SQ.MM. | EA |  | 210
9010040015 | CAB. LUG COMPRESS.,FOR CU. CAB.70 SQ.MM. | EA |  | 230
9010040016 | CAB. LUG COMPRESS.,FOR CU.CAB. 95 SQ.MM. | EA |  | 250
9010040017 | CAB. LUG COMPRESS.,FOR CU.CAB.150 SQ.MM. | EA |  | 340
9010040018 | CAB. LUG COMPRESS.,FOR CU.CAB.240 SQ.MM. | EA |  | 460
9010040019 | CAB. LUG COMPRESS.,FOR CU.CAB.400 SQ.MM. | EA |  | 1020
9010040020 | CAB. LUG COMPRESS.,FOR CU.CAB.500 SQ.MM. | EA |  | 1200
9010050001 | UNDERGROUND CABLE 1X70 SQ.MM 22 KV | M |  | 312
9010050002 | UG.CABLE, CU, 1C-50 SQ.MM. 0.6/1 KV-CV | M |  | 104
9010050003 | UG CABLE, CU, 1C-95 SQ.MM. 0.6/1 KV-CV | M |  | 195
9010050004 | UG CABLE, CU, 1C-185 SQ.MM. 0.6/1 KV-CV | M |  | 374
9010050005 | UG CAB.DUCT2X1HDPE160PN6.3(GALV.200mm) | M |  | 2860
9010050006 | UG CAB.DUCT2X2HDPE160PN6.3(GALV.200 mm) | M |  | 5720
9010050007 | UG CAB.DUCT2X3HDPE160PN6.3(GALV.200 mm) | M |  | 8580
9010050008 | UG CAB.DUCT2X4HDPE160PN6.3(GALV.200 mm) | M |  | 12720
9010050009 | UG CAB.DUCT2X5HDPE160PN6.3(GALV.200 mm) | M |  | 14300
9010050010 | UG CAB.DUCT3X1HDPE160PN6.3(GALV.200 mm) | M |  | 4290
9010050011 | UG CAB.DUCT3X2HDPE160PN6.3(GALV.200 mm) | M |  | 8580
9010050012 | UG CAB.DUCT3X3HDPE160PN6.3(GALV.200 mm) | M |  | 12870
9010050013 | UG CAB.DUCT3X4HDPE160PN6.3(GALV.200 mm) | M |  | 17160
9010050014 | UG CAB.DUCT3X5HDPE160PN6.3(GALV.200 mm) | M |  | 21450
9010050015 | UG CAB.DUCT3X6HDPE160PN6.3(GALV.200 mm) | M |  | 25740
9010050016 | UG CAB.DUCT4X2HDPE160PN6.3(GALV.200 mm) | M |  | 11440
9010050017 | UG CAB.DUCT4X3HDPE160PN6.3(GALV.200 mm) | M |  | 17160
9010050018 | UG CAB.DUCT4X4HDPE160PN6.3 (GALV200 mm) | M |  | 22880
9010050019 | UG CAB.DUCT4X5HDPE160PN6.3(GALV.200 mm) | M |  | 28600
9010050020 | UG CAB.DUCT5X2HDPE160PN6.3(GALV.200 mm) | M |  | 14300
9010050021 | UG CAB.DUCT5X3HDPE160PN6.3(GALV.200 mm) | M |  | 21450
9010050022 | UG CAB.DUCT5X4HDPE160PN6.3(GALV.200 mm) | M |  | 28600
9010050023 | UG CAB.DUCT5X5HDPE160PN6.3(GALV.200 mm) | M |  | 35750
9010060001 | DUCT BANK HDPE, 75 MM. COND. TYPE 2X2 | M |  | 1290
9010060002 | DUCT BANK FOR HDPE,75 MM TYPE 4X2 | M |  | 2221
9010060003 | DUCT BANK FOR HDPE,75 MM TYPE 6X2 | M |  | 3152
9010060004 | ELBOW CONNECTION, HDPE DIA 160 MM | EA |  | 2436
9020010001 | MANHOLE 2T-1 WITH PILE IB1-020/34009 | EA |  | 165200
9020010002 | MANHOLE 2T-1 WITH NO PILE IB1-020/34009 | EA |  | 190100
9020010003 | MANHOLE 2T-1 WITH PILE IB3-011/44011 | EA |  | 463500
9020010004 | MANHOLE 2T-1 WITH NO PILE IB3-011/44011 | EA |  | 381800
9020020001 | MANHOLE 2T-2 WITH PILE IB1-020/35033 | EA |  | 190100
9020020002 | MANHOLE 2T-2 WITH NO PILE IB1-020/35033 | EA |  | 165200
9020020003 | MANHOLE 2T-2 WITH PILE IB3-011/44012 | EA |  | 463500
9020020004 | MANHOLE 2T-2 WITH NO PILE IB3-011/44012 | EA |  | 381800
9020030001 | MANHOLE 2T-3 WITH PILE IB1-020/34033 | EA |  | 204100
9020030002 | MANHOLE 2T-3 WITH NO PILE IB1-020/34033 | EA |  | 177900
9020030003 | MANHOLE 2T-3 WITH PILE IB3-011/44013 | EA |  | 481600
9020030004 | MANHOLE 2T-3 WITH NO PILE IB3-011/44013 | EA |  | 404700
9020040001 | MANHOLE 2T-4 WITH PILE IB1-020/35030 | EA |  | 209800
9020040002 | MANHOLE 2T-4 WITH NO PILE IB1-020/3030 | EA |  | 182300
9020040003 | MANHOLE 2T-4 WITH PILE IB3-011/44014 | EA |  | 512200
9020040004 | MANHOLE 2T-4 WITH NO PILE IB3-011/44014 | EA |  | 422700
9020050001 | MANHOLE 2T-5 WITH PILE SA1-015/37005 | EA |  | 258100
9020050002 | MANHOLE 2T-5 WITH NO PILE SA1-015/37005 | EA |  | 225700
9020050003 | MANHOLE 2T-5 WITH PILE IB3-011/44015 | EA |  | 549400
9020050004 | MANHOLE 2T-5 WITH NO PILE IB3-011/44015 | EA |  | 450000
9020060001 | MANHOLE 2T-6 WITH PILE IB3-020/39039 | EA |  | 210400
9020060002 | MANHOLE 2T-6 WITH NO PILE IB3-020/39039 | EA |  | 178000
9020060003 | MANHOLE 2T-6 WITH PILE IB3-011/44016 | EA |  | 549400
9020060004 | MANHOLE 2T-6 WITH NO PILE IB3-011/44016 | EA |  | 450000
9020070001 | MANHOLE 2T-7 WITH PILE IB3-021/42017 | EA |  | 299800
9020070002 | MANHOLE 2T-7 WITH NO PILE IB3-021/42017 | EA |  | 246700
9020070003 | MANHOLE 2T-7 WITH PILE IB3-011/44017 | EA |  | 613200
9020070004 | MANHOLE 2T-7 WITH NO PILE IB3-011/44017 | EA |  | 507300
9020080001 | MANHOLE 2T-8 WITH PILE IB2-020/38024 | EA |  | 93450
9020080002 | MANHOLE 2T-8 WITH NO PILE IB2-020/38024 | EA |  | 80950
9020080003 | MANHOLE 2T-8 WITH PILE IB3-011/45004 | EA |  | 253500
9020080004 | MANHOLE 2T-8 WITH NO PILE IB3-011/45004 | EA |  | 221400
9020090001 | MANHOLE 2C-1 WITH PILE IB1-020/34056 | EA |  | 140600
9020090002 | MANHOLE 2C-1 WITH NO PILE IB1-020/34056 | EA |  | 123100
9020090003 | MANHOLE 2C-1 WITH PILE IB3-011/44008 | EA |  | 344600
9020090004 | MANHOLE 2C-1 WITH NO PILE IB3-011/44008 | EA |  | 299800
9020100001 | MANHOLE 2S-1 WITH PILE IB1-020/34025 | EA |  | 159000
9020100002 | MANHOLE 2S-1 WITH NO PILE IB1-020/34025 | EA |  | 139700
9020110001 | MANHOLE 2S-2 WITH PILE IB3-020/39040 | EA |  | 226600
9020110002 | MANHOLE 2S-2 WITH NO PILE IB3-020/39040 | EA |  | 194800
9030010001 | HAND HOLE TYPE 1 SA1-015/46009 | EA |  | 31230
9030010002 | HAND HOLE TYPE 1 SA1-015/46010 | EA |  | 16270
9040020001 | GROUND PLATE,STEEL 40X170 MM,6 MM THK | EA |  | 10.9
9040020002 | GROUND PLATE,STEEL 40X320 MM,6 MM THK | EA |  | 19.2
9040020003 | ST.CH150X75X6.5MM.6M (SD-UG-2,SD-UG-3) | EA |  | 4464
9040020004 | ST.CH150X75X6.5MM.5.3M.(SD-UG-2,SD-UG-3) | EA |  | 3944
9040020005 | ST.CH150X75X6.5MM.2.75M(SD-UG-2,SD-UG-3) | EA |  | 2048
9040020006 | ST.CH100X50X5MM.6M.(SD-UG-2, SD-UG-3) | EA |  | 2248
9040020007 | ST.PL.6 MM.X= 0.65 MM.(SD-UG-2,SD-UG-3) | EA |  | 268
9040020008 | ST.PL.,6 MM.X=0.14 MM.(SD-UG-2, SD-UG-3) | EA |  | 112
9040020009 | ST.PL.,465X135X6MM.(SD-UG-2, SD-UG-3) | EA |  | 120
9040020010 | ST.PL.,450X450X6MM.(SD-UG-2, SD-UG-3) | EA |  | 384
9040020011 | ST.PL., 430X40X6 MM. (SD-UG-2, SD-UG-3) | EA |  | 32
9040020012 | ST.PL., 690X40X6 MM. (SD-UG-2, SD-UG-3) | EA |  | 52
9040020013 | ST.PL., 650X100X12 MM.(SD-UG-2, SD-UG-3) | EA |  | 245
9040020014 | STEEL 9 MM.,10 M.LONG | EA |  | 150
9040020015 | STEEL 15 MM.,750 MM.LONG | M |  | 15
9040020016 | STEEL CHANNEL 125X65X6 MM. 600 MM.LONG | EA |  | 230
9050010001 | CABLE RISER HDPE (DP) DIA. 110 MM. | EA |  | 4330
9050010002 | CABLE RISER HDPE (DP) DIA. 160 MM. | EA |  | 8290
9050010003 | CABLE RISER HDPE 115 KV. (6 PIPE) | EA |  | 19920
9050010004 | CABLE RISER HDPE 115 KV. (4 PIPE) 110 MM | EA |  | 8960
9050010005 | CABLE RISER HDPE 115 KV. (4 PIPE) 160 MM | EA |  | 16880
9050030001 | RSC COUPLING, DIA 25 MM. | EA |  | 20.7
9050030002 | RSC CONDUIT,DIA 32 MM. 3 M. | EA |  | 595
9050030003 | RSC ELBOW DIA 32 MM. | EA |  | 88
9050030004 | RSC COUPLING DIA 32 MM. | EA |  | 28
9050030005 | RSC DIA 60 MM. (3 M.) | EA |  | 1385
9050030006 | RSC DIA 60 MM., ELBOW | EA |  | 460
9050030007 | RSC CONDUIT DIA 38 MM.(3 M) | EA |  | 705
9050030008 | RSC COUPLING,DIA 38 MM | EA |  | 35
9050030009 | RSC CONDUIT DIA 38 MM, ELBOW | EA |  | 113
9050030010 | RSC CONDUIT DIA 25 MM, ELBOW | EA |  | 63
9050030011 | RSC CONDUIT,DIA 110 MM, 3 M LONG | EA |  | 2453
9060010001 | F1 SINGLE POLE FOUNDATION | EA |  | 16570
9060010002 | F1/1 SP FOUNDATION(NO PILE)IB2-011/45004 | EA | [6 empty] | 16130 | 16370 | 16220 | 16430
9060010003 | F1/2 SINGLE POLE FOUNDATION | EA |  | 16530
9060010004 | F2 DOUBLE POLE FOUNDATION | EA | [6 empty] | 37410 | 51360 | 43180 | 45210
9060010005 | F3 SINGLE POLE FOUNDATION (3 PILE) | EA | [6 empty] | 21830 | 29830 | 24960 | 25970
9060010006 | F4 DOUBLE POLE FOUNDATION (6 PILE) | EA | [6 empty] | 34200 | 46680 | 39330 | 41060
9060020001 | F5 SINGLE POLE FOUNDATION (2 PILE) | EA | [6 empty] | 16380 | 16960 | 16610 | 17060
9060020002 | F5/1 SINGLE POLE FOUNDATION (2 PILE) | EA | [6 empty] | 16380 | 16960 | 16610 | 17060
9060030001 | F6 SINGLE POLE FOUNDATION (1.01-1.50M) | EA | [6 empty] | 26440 | 36250 | 30740 | 31630
9060030002 | F6/1 SINGLE POLE FOUNDATION (1.51-2.00M) | EA | [6 empty] | 29350 | 40240 | 34130 | 35190
9060030003 | F6/2 SINGLE POLE FOUNDATION V0.0M. | EA | [6 empty] | 33110 | 45390 | 38350 | 39750
9060030004 | F6/3 SINGLE POLE FOUNDATION V0.5M. | EA | [6 empty] | 36010 | 49360 | 41710 | 43280
9060030005 | F6/4 SINGLE POLE FOUNDATION V1.0M. | EA | [6 empty] | 38890 | 53310 | 45050 | 46790
9060030006 | F6/5 SINGLE POLE FOUNDATION V1.5M. | EA | [6 empty] | 41810 | 57300 | 48440 | 50340
9060030007 | F6/6 SINGLE POLE FOUNDATION V2.0M. | EA | [6 empty] | 43820 | 60030 | 50520 | 52790
9060030008 | F6/7 SINGLE POLE FOUNDATION V2.5M. | EA | [6 empty] | 47660 | 65340 | 55230 | 57470
9060030009 | F6/8 SINGLE POLE FOUNDATION V3.0M. | EA | [6 empty] | 50400 | 69100 | 58360 | 60810
9060040001 | F7 DOUBLE POLE FOUNDATION (1.01-1.50M) | EA | [6 empty] | 46150 | 62870 | 53190 | 55880
9060040002 | F7/1 DOUBLE POLE FOUNDATION (1.51-2.00M) | EA | [6 empty] | 49640 | 67650 | 57290 | 60200
9060040003 | F7/2 DOUBLE POLE FOUNDATION V0.0M. | EA | [6 empty] | 55070 | 75070 | 63370 | 66880
9060040004 | F7/3 DOUBLE POLE FOUNDATION V0.5M. | EA | [6 empty] | 59280 | 80820 | 68190 | 72030
9060040005 | F7/4 DOUBLE POLE FOUNDATION V1.0M. | EA | [6 empty] | 63450 | 86530 | 72950 | 77130
9060040006 | F7/5 DOUBLE POLE FOUNDATION V1.5M. | EA | [6 empty] | 67650 | 92260 | 77740 | 82250
9060040007 | F7/6 DOUBLE POLE FOUNDATION V2.0M. | EA | [6 empty] | 71770 | 97910 | 82430 | 87290
9060040008 | F7/7 DOUBLE POLE FOUNDATION V2.5M. | EA | [6 empty] | 76000 | 103700 | 87270 | 92450
9060040009 | F7/8 DOUBLE POLE FOUNDATION V3.0M. | EA | [6 empty] | 80150 | 109400 | 92010 | 97530
9060050001 | F8 SINGLE POLE FOUNDATION V2.0M. | EA | [6 empty] | 34060 | 46590 | 39170 | 40920
9060050002 | F8/1 SINGLE POLE FOUNDATION V2.5M. | EA | [6 empty] | 36960 | 50560 | 42530 | 44460
9060050003 | F8/2 SINGLE POLE FOUNDATION V3.0M. | EA | [6 empty] | 39850 | 54510 | 45870 | 47970
9060060001 | F9 SINGLE POLE FOUNDATION V0.0M. | EA | [6 empty] | 24600 | 33630 | 28440 | 29550
9060060002 | F9/1 SINGLE POLE FOUNDATION V0.5M. | EA | [6 empty] | 27460 | 37560 | 31750 | 33040
9060060003 | F9/2 SINGLE POLE FOUNDATION V1.0M. | EA | [6 empty] | 30380 | 41560 | 35140 | 36590
9060060004 | F9/3 SINGLE POLE FOUNDATION V1.5M. | EA | [6 empty] | 33280 | 45530 | 38500 | 40130
9060060005 | F9/4 SINGLE POLE FOUNDATION V2.0M. | EA | [6 empty] | 36160 | 49480 | 41840 | 43640
9060060006 | F9/5 SINGLE POLE FOUNDATION V2.5M. | EA | [6 empty] | 39020 | 53410 | 45150 | 47130
9060060007 | F9/6 SINGLE POLE FOUNDATION V3.0M. | EA | [6 empty] | 41940 | 57400 | 48540 | 50680
9060070001 | F10 DOUBLE POLE FOUNDATION V0.0M. | EA | [6 empty] | 39230 | 53490 | 45550 | 47560
9060070002 | F10/1 DOUBLE POLE FOUNDATION V0.5M. | EA | [6 empty] | 43340 | 59150 | 50230 | 52600
9060070003 | F10/2 DOUBLE POLE FOUNDATION V1.0M. | EA | [6 empty] | 47580 | 64920 | 55080 | 57770
9060070004 | F10/3 DOUBLE POLE FOUNDATION V1.5M. | EA | [6 empty] | 51730 | 70610 | 59820 | 62850
9060070005 | F10/4 DOUBLE POLE FOUNDATION V2.0M. | EA | [6 empty] | 55930 | 76340 | 64600 | 67970
9060070006 | F10/5 DOUBLE POLE FOUNDATION V2.5M. | EA | [6 empty] | 60080 | 82030 | 69340 | 73050
9060070007 | F10/6 DOUBLE POLE FOUNDATION V3.0M. | EA | [6 empty] | 64390 | 87910 | 74270 | 78330
9060080001 | DP FOUND.D-10B* (NO PILE) IB1-017/23059* | PAK |  | 6900
9060080002 | DP FOUNDATION (NO PILE) IB2-011/42005 | PAK |  | 25350
9060080003 | DP FOUNDATION(6 PILE)IB2-011/42007 | PAK |  | 54470
9060080004 | DP FOUNDATION V 0.5 M.IB2-011/42015 | PAK |  | 41000
9060080005 | DP FOUNDATION V 1.0 M.IB2-011/42015 | PAK |  | 43820
9060080006 | DP FOUNDATION V 1.5 M.IB2-011/42015 | PAK |  | 46630
9060080007 | DP FOUNDATION V 2.0 M.IB2-011/42015 | PAK |  | 49450
9060080008 | DP FOUNDATION V 2.5 M.IB2-011/42015 | PAK |  | 52260
9060080009 | DP FOUNDATION V 3.0 M.IB2-011/42015 | PAK |  | 55080
9060080010 | DP FOUNDATION V 0/1.0 M.IB2-011/42015 | PAK |  | 28500
9060080012 | DP FOUNDATION V 0/2.0 M.IB2-011/42015 | PAK |  | 34130
9060080013 | DP FOUNDATION V 0/2.75M.IB2-011/42015 | PAK |  | 38190
9060080014 | DP FOUNDATION V 0.0 M.IB2-011/42018 | PAK |  | 71070
9060080015 | DP FOUNDATION V 0.5 M.IB2-011/42018 | PAK |  | 73890
9060080016 | DP FOUNDATION V 1.0 M.IB2-011/42018 | PAK |  | 76700
9060080017 | DP FOUNDATION V 1.5 M.IB2-011/42018 | PAK |  | 79520
9060080018 | DP FOUNDATION V 2.0 M.IB2-011/42018 | PAK |  | 82330
9060080019 | DP FOUNDATION V 2.5 M.IB2-011/42018 | PAK |  | 85150
9060080020 | DP FOUNDATION V 3.0 M.IB2-011/42018 | PAK |  | 87960
9060080021 | DP FOUNDATION V 0/1.5 M.IB2-011/42015 | PAK |  | 31310
9060080022 | DP FND.22m.H-FRAM IB1-015/25045 | PAK |  | 13510
9060080023 | DP FND. D-10B(6 PILE) IB1-015/240026 | PAK |  | 49220
9060080024 | DP FND. D-10B (NO PILE) IB1-015/23074 | PAK |  | 8679
9060080025 | DP FND D-10D (NO PILE) IB1-018/36012 | PAK |  | 17490
9060080026 | DP FND(NO PILE) V 0-1 M.IB1-018/37029 | PAK |  | 35960
9060080027 | DP FND(NO PILE) V 0-2 M.IB1-018/37029 | PAK |  | 41030
9060080028 | DP FND(NO PILE) V 0-3 M.IB1-018/37029 | PAK |  | 46100
9060080029 | DP FND(8-PILE) V 0-1 M.IB1-018/37039 | PAK |  | 76290
9060080030 | DP FND(8-PILE) V 0-3 M.IB1-018/37039 | PAK |  | 87050
9060080031 | DP FND. D-10F (NOPILE) SA1-015/40010 | PAK |  | 20650
9060080032 | DP FND. D-10F (6 PILE) SA1-015/40010 | PAK |  | 57420
9060090001 | MDB FOUNDATION | PAK |  | 4790
9060090002 | FOUNDATION COMPACT EN.CBS150X300X450MM | PAK |  | 3200
9060090003 | FOUNDATION,METER INSTALLATION | PAK |  | 4890
9060090004 | SP FOUNDATION.22 m.(2PILE)IB4-011/46001 | PAK |  | 17110
9060090005 | SP.FOUNDATION 22 m.(4 PILE)IB4-011/46002 | PAK |  | 33590
9060090006 | F8(V0.0)SP FOUND. V0.0M.IB2-011/44019 | PAK |  | 36680
9060090007 | F8(V0.5)SP FOUND. V 0.5 M.IB2-011/44019 | PAK |  | 39060
9060090008 | F8(V1.0)SP FOUND.V 1.0 M.IB2-011/44019 | PAK |  | 41430
9060090009 | F8(V1.5)SP FOUND.V 1.5 M.IB2-011/44019 | PAK |  | 43810
9060090010 | SP FOUND. D-10A*(NO PILE)IB1-017/23058* | PAK |  | 4930
9060090013 | SP FOUNDATION(NO PILE)IB2-011/42003 | PAK |  | 13250
9060090014 | SP FOUNDATION(3 PILE)IB2-011/42006 | PAK |  | 30580
9060090015 | SP FOUNDATION(2 PILE)IB2-011/42008 | PAK |  | 23940
9060090016 | SP FOUNDATION(NO PILE)IB2-011/42009 | PAK |  | 12890
9060090017 | SP FOUNDATION V 0.5 M.IB2-011/42014 | PAK |  | 24280
9060090018 | SP FOUNDATION V 1.0 M.IB2-011/42014 | PAK |  | 26180
9060090019 | SP FOUNDATION V 1.5 M.IB2-011/42014 | PAK |  | 28080
9060090020 | SP FOUNDATION V 2.0 M.IB2-011/42014 | PAK |  | 29980
9060090021 | SP FOUNDATION V 2.5 M.IB2-011/42014 | PAK |  | 31880
9060090022 | SP FOUNDATION V 3.0 M.IB2-011/42014 | PAK |  | 33780
9060090023 | SP FOUNDATION V 0/1.0 M.IB2-011/42014 | PAK |  | 15640
9060090024 | SP FOUNDATION V 0/1.5 M.IB2-011/42014 | PAK |  | 17540
9060090025 | SP FOUNDATION V 0/2.0 M IB2-011/42014 | PAK |  | 19440
9060090026 | SP FOUNDATION V 0/2.75M.IB2-011/42014 | PAK |  | 22380
9060090027 | SP FOUNDATION V 0.0 M.IB2-011/42016 | PAK |  | 31400
9060090028 | SP FOUNDATION V 0.5 M.IB2-011/42016 | PAK |  | 33230
9060090029 | SP FOUNDATION V 1.0 M.IB2-011/42016 | PAK |  | 35050
9060090030 | SP FOUNDATION V 1.5 M.IB2-011/42016 | PAK |  | 36880
9060090031 | SP FOUNDATION V 2.0 M.IB2-011/42016 | PAK |  | 38700
9060090032 | SP FOUNDATION V 2.5 M.IB2-011/42016 | PAK |  | 40530
9060090033 | SP FOUNDATION V 3.0 M.IB2-011/42016 | PAK |  | 42350
9060090034 | SP FOUNDATION V 0.0 M.IB2-011/42017 | PAK |  | 38320
9060090035 | SP FOUNDATION V 0.5 M.IB2-011/42017 | PAK |  | 40220
9060090036 | SP FOUNDATION V 1.0 M.IB2-011/42017 | PAK |  | 42120
9060090037 | SP FOUNDATION V 1.5 M.IB2-011/42017 | PAK |  | 44020
9060090038 | SP FOUNDATION V 2.0 M.IB2-011/42017 | PAK |  | 45920
9060090039 | SP FOUNDATION V 2.5 M.IB2-011/42017 | PAK |  | 47820
9060090040 | SP FOUNDATION V 3.0 M.IB2-011/42017 | PAK |  | 49720
9060090041 | SP FOUNDATION (2 PILE) IB1-018/33012 | PAK |  | 26450
9060090042 | SP FND. D-10A(NO-PILE)IB1-015/23073 | PAK |  | 4433
9060090043 | SP FND. D-10A (3 PILE) IB1-015/240025 | PAK |  | 27130
9060090044 | SP FND. D-10D (NO-PILE) IB1-018/36001 | PAK |  | 13200
9060090045 | SP FND. D-10D (NO-PILE) IB1-018/36003 | PAK |  | 12440
9060090046 | SP FND.(NO PILE) V 0-1 M.IB1-018/37028 | PAK |  | 24130
9060090047 | SP FND.(NO PILE) V 0-2 M.IB1-018/37028 | PAK |  | 27650
9060090048 | SP FND.(NO PILE) V 0-3 M.IB1-018/37028 | PAK |  | 31170
9060090049 | SP FND.(3-PILE) V 0-1 M.IB1-018/37031 | PAK |  | 34200
9060090050 | SP FND.(3-PILE) V 0-2 M.IB1-018/37031 | PAK |  | 37770
9060090051 | SP FND.(3-PILE) V 0-3 M.IB1-018/37031 | PAK |  | 41340
9060090052 | SP FND.(4-PILE) V 0-1 M.IB1-018/37032 | PAK |  | 40370
9060090053 | SP FND.(4-PILE) V 0-2 M.IB1-018/37032 | PAK |  | 43940
9060090054 | SP FND.(4-PILE) V 0-3 M.IB1-018/37032 | PAK |  | 47510
9060090055 | SP FND. D-10F (NO PILE) SA1-015/40010 | PAK |  | 13160
9060100001 | ฐานรากเสา คอร.(H-FRAM) SA1-015/20034 | PAK |  | 4650
9060100002 | ฐานรากเสา คอร.(H-FRAM) SA1-015/21038 | PAK |  | 4650
9060110001 | COMPACT STATION FOUNDATION | PAK |  | 38800
9060110002 | COMPACT STATION, 3SW 1F, TR 500 | PAK |  | 141900
9060110003 | COMPACT STATION, 3SW 1F, TR 630 | PAK |  | 144600
9060110004 | COMPACT STATION, 3SW 2F, TR 500 | PAK |  | 155800
9070010001 | A1 CONCRETE ANCHOR (1 PILE) | EA |  | 7513
9070010002 | A2 CONCRETE ANCHOR (3 PILES) | EA | [6 empty] | 13480 | 17390 | 14270 | 15780
9070010003 | A3 CONCRETE ANCHOR IB2-011/42012 | EA | [6 empty] | 30820 | 40880 | 32410 | 37790
9070010004 | A4 CONCRETE ANCHOR IB2-011/42013 | EA |  | 9150
9070020001 | CONCRETE BLOCK, 20X40X7 CM. | EA |  | 5
9070020002 | CONCRETE ANCHOR (NO PILE) IB2-011/42012* | PAK |  | 22520
9070020003 | CONCR. ANC.D-9A ( 3-PILE) IB1-015/240027 | PAK |  | 23230
9070020004 | CONCR.ANC. D-9B ( 3-PILE) IB1-015/240027 | PAK |  | 23130
9070020005 | CONCR.ANC. D-9A (NO PILE) IB1-015/240028 | PAK |  | 21750
9070020006 | CONCR.ANC. D-9B (NO PILE) IB1-015/240028 | PAK |  | 21650
9070020007 | CONCR.ANC. D-9D ( 1-PILE) IB1-015/31028 | PAK |  | 7961
9070020008 | CONCR.ANC. D-9C (NO PILE) IB1-015/31022 | PAK |  | 6440
9070020009 | CONCR.ANC. D-9G (NO PILE) SA1-015/40008 | PAK |  | 18600
9070020010 | CONCR.ANC. D-9H (NO PILE) SA1-015/40008 | PAK |  | 18610
9070020011 | CONCR.ANC. D-9I (NO PILE) SA1-015/40009 | PAK |  | 6613
9080010001 | TRANSFORMER FOUNDATION(1.5X2.5M.) | EA |  | 2700
9080010002 | TRANSFORMER FOUNDATION(2.0X3.0M.) | EA |  | 4216
9080010003 | TRANSFORMER FOUNDATION(2.5X3.5M.) | EA |  | 6243
9080010004 | TRANSFORMER FOUNDATION(1.1X1.4M.) | EA |  | 1503
9080010005 | TRANSFORMER FOUNDATION 2,500 KVA | EA |  | 9391
9080010006 | TRANSFORMER FOUNDATION 3,000 KVA | EA |  | 17350
9080020001 | TRANSFORMER WIRE-MESH FENCE 4.0X4.5M | EA |  | 21130
9080020002 | TRANSFORMER WIRE-MESH FENCE 4.5X4.5M | EA |  | 21980
9080020003 | TRANSFORMER WIRE-MESH FENCE 5.0X5.0M | EA |  | 23020
9080020004 | TRANSFORMER WIRE-MESH FENCE 4.0X7.0M | EA |  | 25400
9080020005 | TRANSFORMER WIRE-MESH FENCE 4.5X8.0M | EA |  | 26860
9080020006 | TRANSFORMER WIRE-MESH FENCE 5.0X9.0M | EA |  | 28410
9080020007 | TRANSFORMER WIRE-MESH FENCE 6.0X6.0M | EA |  | 24910
9080030001 | BUSHING FOR ESC 32 MM. | EA |  | 11.5
9080030002 | BUSHING FOR RSC CONDUIT DIA 32 MM | EA |  | 10
9080030003 | BUSHING FOR RSC CONDUIT DIA 38 MM | EA |  | 13
9080030004 | BUSHING FOR RSC CONDUIT DIA 75 MM | EA |  | 40
9080040001 | CIRCUIT BREAKER, 400 AT.3P,30 KA 415 V | EA |  | 20000
9080040002 | CIRCUIT BREAKER, 100 AT,3P,18 KA 415 V | EA |  | 4600
9080040003 | CIRCUIT BREAKER, 50 AT,3P,18 KA 415 V | EA |  | 4600
9080040004 | CIRCUIT BREAKER, 30 AT,3P,18 KA 415 V | EA |  | 4600
9090010001 | STEEL,ANGLE, 65X65X6 MM,250 MM. LONG | EA |  | 1200
9090010002 | PLUG BOLT M.8 | PAK |  | 25
9090010003 | PLUG BOLT M.10 | PAK |  | 30
9090010004 | REINFOR. CONC. FOUNDATION & BASE BOLT | PAK |  | 4550
9090010005 | SET OF LUMI.,FOR MERCURY VAPO, 250 W. | PAK |  | 7500
9090010006 | ST. CHANNEL 150X75X6.5 MM, 7.40 M LONG | EA |  | 2738
9090010007 | SAFETY SWITCH 60 A. 240 V. 2 POLE | PAK |  | 3800
9090010008 | BOLT-ON-HUB DIA. 25 MM. | PAK |  | 170
9090010009 | LOCK NUT DIA. 25 MM. | EA |  | 3.45
9090010010 | RSC ELBOW, DIA 25 MM. | EA |  | 72.4
9090010011 | BUSHING FOR RSC CONDUIT, DIA 25 MM. | EA |  | 6.84
9090010012 | RSC CONDUIT, DIA 25 MM. 3 M. | EA |  | 523
9090010013 | SERVICE ENTRANCE CAPS DIA. 25 MM. | EA |  | 69
9090010014 | SUP.STRU.FOR MOU:UG TERMINAT,LIGHT AR | PAK |  | 14710
9090010015 | TERMINATOR FOR 115 KV XLPE CU CABLE | PAK |  | 200200
9090010016 | CABLESTRAP( WOOD) UG CAB.1X800 SQ.mm | PAK |  | 990
9090010017 | VIB.DAMP.DUMB. BARE AL.COND.400 SQMM. | EA |  | 300
9090010018 | VIB.DAMP.DUMB.FOR STRA.WIRE35SQMM. | EA |  | 150
9090010019 | WOOD PILE | EA |  | 500
9090010020 | STEEL ANGLE 75X75X6 MM, 4.83 M LONG | EA |  | 902
9090010021 | LIGHTNING ARRESTER 96 KV 5 KA | PAK |  | 109000
9090010022 | CABLE PLATE (HARD WOOD) 300X200X20 MM. | EA |  | 88
9090010023 | CAB.PLUG,NEMA HOLE,10SQ.MM. CU | EA |  | 21.5
9090010024 | STEEL 9 MM.,750 MM.LONG | EA |  | 10
9090010025 | CONCRETE 1/3/5 | EA |  | 2100
9090010026 | CONCRETE 1/3 (50 KG./SET) | PAK |  | 155
9090010027 | SAND | EA |  | 325
9090010028 | COMPACTED STONE | EA |  | 395
9090010035 | คอมปาวด์ช่วยการสัมผัสทางไฟฟ้า | KG |  | 156
9090010037 | CONCRETE 1/2/4 | EA |  | 2300
9090010038 | O/H G/W BAYONET,STL 125X44X4.7,3000 MM. | EA |  | 1000
9090010039 | CONDUCTOR,A < 25 SQ.MM. | M |  | 11.1
9090010040 | SET OF HIGH PRES. MERCURY LUMI. 1X125 W. | PAK |  | 4775
9090010041 | TAPE.ST.ROUND POLE DOUB.BRACKET 7.00 M | PAK |  | 4800
9090010042 | TAPER.ST.ROUND POLE SING.BRACKET 7.00 M | PAK |  | 4800
9090010043 | MER.CONTA.,STRE.LIGHT.CONTR.REL.220V60A | PAK |  | 7800
9090010044 | TRAN.SW.DB.THROW-NOT FUS.,3-P600V200A OD | PAK |  | 60000
9090010045 | LOCK NUT 32 MM. | EA |  | 5.46
9090010046 | BOLT-ON-HUB 32 MM. | PAK |  | 200
9090010047 | C-CHANNEL FOR CON SUPPORT 40X1200X25 MM. | EA |  | 110
9090010049 | MDB,BUSBAR400A,MT&ACS800X1000X1800MM EN. | EA |  | 28000
9090010050 | LOCK NUT 75 MM | EA |  | 26
9090010051 | FUSE LINK FOR SAFTY SWITCH, 200 A,600 V | EA |  | 65
9090010052 | U-CLAMP FOR RSC CONDUIT DIA 75 MM | EA |  | 30
9090010053 | SILICONE RUBBER | EA |  | 300
9090010054 | RACKET FOR LT CAP.INST. | PAK |  | 1500
9090010055 | COUPLING,FOR RSC CONDUIT DIA 110 MM | EA |  | 195
9090010056 | TERMINATION,OUTDOOR,3X240 SQ.MM.,33 KV | PAK |  | 37800
9090010057 | WARN.TAPE BURIED ELECTRIC CAB.15X1000 M | EA |  | 3500
9090010058 | U-BLOCK FOR 2X1 BURIED ELECTRIC CONDUIT | PAK |  | 155
9090010059 | COMPACT ENC.CBS,O/D, 150X300X450 MM | PAK |  | 1460
9090010060 | COUPLING CONNECTOR DIA.75MM. | EA |  | 112
9090010061 | SUPP.STR.MOUNT.UG TER.LIGHT.AR.(SD-UG-3) | PAK |  | 47960
9090010062 | TERMINATION KIT O/D FOR 70 SQ.MM 22 KV | PAK |  | 7350
9090010063 | LIGHTING,WALKING,900 MM HEIGH | EA |  | 22400
9090010064 | TERMINATION KIT 240 SQ.MM(ABB-RGCC) | PAK |  | 10500
9090010065 | TERMINATION KIT 70 SQ.MM(ABB-RGCV) | PAK |  | 10000
9090010066 | TERMINATION KIT 70 SQ.MM(ABB-RGCF) | PAK |  | 5000
9090010067 | MOUNT. ASC.DISCONECT. SWITCH | PAK |  | 600
9090010068 | CONTROL UNIT AUTO.CAPA.BANK SW. | PAK |  | 13490
9090010069 | MT,DM,2-RATE TAR.,3P,4W,220/380 V.,5 A. | PAK |  | 2000
9090010070 | PREF.DEAD END, AR.CABLE,33 KV.50 SQ.MM. | PAK |  | 459
9090010071 | PREF.DEAD END,AR.CABLE,33 KV.240 SQ.MM. | PAK |  | 624
9090010072 | SPLIC.KIT FOR UG. CABLE 1X70 SQ.MM 22 KV | PAK |  | 3459
9090010073 | AIRSEAL COMPOUND | PAK |  | 154
9090010074 | DISTRIBUTION BOX FOUNDATION | PAK |  | 11000
9090010075 | DISTRIBUTION BOX TYPE 1 | PAK |  | 114300
9090010076 | DISTRIBUTION BOX TYPE 3 | PAK |  | 45000
9090010077 | BR.ST.ANG.75X75X6MM.(SD-UG-2,SD-UG-3) | EA |  | 1124
9090010078 | RIS.POLE 22 KV, AT 12.00 M. OR 12.20 M. | PAK |  | 42000
9090011000 | WELDING POWDER,FOR CU 95 SQ.MM. TO GD | EA |  | 126
9090011001 | WELDING POWDER,FOR CU 95 SQ.MM.,HOR. ST | EA |  | 144
9090011002 | WELDING POWDER,FOR CU 95 SQ.MM. RUN&TAP | EA |  | 159
9090011003 | WELDING POWDER,FOR CU 95 SQ.MM.,VER. ST | EA |  | 248
9090011004 | WELDING POWDER,FOR CU 95 SQ.MM. ACROSS | EA |  | 238
9090011005 | WELDING POWDER,CU 95 SQ.MM.,SPLICE | EA |  | 126
9090011006 | WELDING POWDER,CU 95 SQ.MM. ANG. TAP | EA |  | 159
9090011007 | WELDING POWDER, ST. WIRE 50 SQ.MM. TO GD | EA |  | 103